## Standard Bid Item List (SBIL)
New Bid Item List
X= flex | Item # TBD | Item Description | Spec-Ref Number | Units | Sharpe Equivalent | Remarks
Withhold from Final Payment - Not a Bid Item | 0170 | Liquidated Damages, Failure to complete Punch List @ $100 | 0170 | CD |  | CD = Calendar Day
| 0180 | Liquidated Damages, Work not complete by Contract Time @ $______ | 0180 | CD | FORMAT
| 0180 | Liquidated Damages, Work not complete by Contract Time @ $500 | 0180 | CD
| 0180 | Liquidated Damages, Work not complete by Contract Time @ $1000 | 0180 | CD
| 0180 | Liquidated Damages, Work not complete by Contract Time @ $1500 | 0180 | CD
| 0210 | Mobilization | 0210 | LS | 201-01 M | LS = Lump Sum
| 0225 | Temporary Work Zone Traffic Control, Complete | 0225 | LS | 202-01 | BES
| 0225 | Flaggers | 0225 | HR | 202-03 | BES
| 0225 | Temporary Work Zone Traffic Control, Complete | 0225 | Incidental
| 0225 | Temporary Signs | 0225 | SF | SS-07-00.SGN
| 0225 | Amber Flashers | 0225 | EA
| 0225 | Temporary Barricades, Type | 0225 | EA
| 0225 | Temporary Guardrail, Type Reflectorized | 0225 | FT
| 0225 | Temporary Guardrail Terminals | 0225 | EA
| 0225 | Temporary Guardrail Transition | 0225 | EA
| 0225 | Temporary Bridge Connections | 0225 | EA
| 0225 | Temporary Concrete Barrier, Reflectorized | 0225 | FT
| 0225 | Moving Temporary Concrete Barrier | 0225 | FT
| 0225 | Temporary Impact Attenuator | 0225 | EA
| 0225 | Moving Temporary Impact Attenuators | 0225 | EA
| 0225 | Temporary Glare Shields | 0225 | FT
| 0225 | Moving Temporary Glare Shields | 0225 | FT
| 0225 | Temporary Concrete Barrier, Tall, Reflectorized | 0225 | FT
| 0225 | Temporary Pedestrian Walkways | 0225 | FT
| 0225 | Surface Mounted Tubular Markers | 0225 | EA
| 0225 | Replace Surface Mounted Tubular Markers | 0225 | EA
| 0225 | Temporary Plastic Drums | 0225 | EA
| 0225 | Temporary Delineators | 0225 | EA
| 0225 | Temporary Reflective Pavement Markers | 0225 | EA
| 0225 | Temporary Flexible Pavement Markers | 0225 | EA
| 0225 | Temporary Non-Removable Tape | 0225 | FT
| 0225 | Temporary Striping | 0225 | FT
| 0225 | Stripe Removal | 0225 | FT
| 0225 | Durable Stripe Removal | 0225 | FT
| 0225 | Striping and Stripe Removal | 0225 | EA
| 0225 | Temporary Non-Reflective Tape | 0225 | FT
| 0270 | Temporary Fence, Type: _______ | 0270 | LF | FORMAT | LF = Lineal Feet
| 0270 | Temporary Fence: Type: Orange Plastic Mesh | 0270 | LF |  | BES
| 0270 | Temporary Fence: Type: Barbed Wire | 0270 | LF
| 0270 | Temporary Fence: Type: Chain Link Fabric | 0270 | LF | 608-02.LF | BES
| 0270 | Temporary Fence: Type: Chain Link Fabric w/ Pickets | 0270 | LF
| 0270 | Temporary Fence, Type: Concrete Barrier | 0270 | LF
| 0270 | Temporary Fence: Type: Gabion Mesh Fabric | 0270 | LF
| 0270 | Temporary Fence: Type: Rock Protection, Barrier Mounted | 0270 | LF
| 0270 | Temporary Gates | 0270 | EA
| 0275 | Temporary Plating | 0275 | Incidental |  | FYI
| 0280 | Erosion Control | 0280 | LS | 209-01 | BES
| 0280 | Check Dams | 0280 | EA
| 0280 | Construction Entrances | 0280 | EA
| 0280 | Inlet Protection | 0280 | EA
| 0280 | Temporary Scour Holes | 0280 | EA
| 0280 | Temporary Sediment Traps | 0280 | EA
| 0280 | Tire Wash Facility | 0280 | EA
| 0280 | Biofilter Bags | 0280 | EA
| 0280 | Biofilter Bags | 0280 | FT
| 0280 | Sand Bags | 0280 | EA
| 0280 | Sand Bags | 0280 | FT
| 0280 | Sediment Barrier | 0280 | EA
| 0280 | Sediment Barrier | 0280 | FT
| 0280 | Diversion Dike/Swale | 0280 | FT
| 0280 | Temporary Drainage Curbs | 0280 | FT
| 0280 | Flow Spreader | 0280 | FT
| 0280 | Sediment Fence, Supported | 0280 | FT
| 0280 | Sediment Fence, Unsupported | 0280 | FT
| 0280 | Temporary Slope Drains | 0280 | FT
| 0280 | Plastic Sheeting | 0280 | SF
| 0280 | Sediment Mat | 0280 | SF
| 0280 | Chemical Soil Stabilization | 0280 | SF
| 0280 | Chemical Soil Stabilization | 0280 | AC
| 0280 | Matting | 0280 | SF
| 0280 | Matting | 0280 | AC
| 0280 | Temporary Mulching | 0280 | SF
| 0280 | Temporary Mulching | 0280 | AC
| 0280 | Sweeping, Additional | 0280 | DY |  | BES ONLY?
| 0290 | Pollution Control Plan | 0290 | LS
| 0290 | Work Containment Plan and System | 0290 | LS
| 0290 | Withhold for Contractor-Responsible Fines for Violations | 0290 | LS
| 0291 | Contaminated Media Disposal | 0291 | TN | 204-01S.CS | TN = Ton
| 0291 | Stockpile Berm | 0291 | LS
| 0291 | Decontamination of Equipment | 0291 | LS
| 0291 | Truck Liners | 0291 | EA |  | EA = Each
| 0291 | HASP/CMDP Work Plans | 0291 | LS
| 0291 | Contaminated Groundwater Disposal | 0291 | MG |  | MG = Million Gallons
| 0291 | Contaminated Water Storage Tank | 0291 | EA
| 0291 | Drop Boxes | 0291 | EA
| 0310 | Removal of Structures and Obstructions | 0310 | LS
X | 0310 | Removal of (See Plan List) | 0310 | LS | FORMAT
Note to Designer: Insert table into plan listing items and quantities to be removed on a Lump Sum basis: Item Estimated Quantity Asphalt Pavement xxx Cubic Yards Concrete Pavement xxx Cubic Yards Cobblestones xxx Cubic Yards Curbs xxx Feet Sidewalks / Driveways xxx Square Feet Inlets xxx Each Manholes xxx Each Metal posts / Bollards xxx Each Guardrail xxx Feet Sewer Pipe xxx Feet Stairs xxx Feet Fencing xxx Feet Railroad Track and Ties xxx Feet (And so on...) (Quantity and appropriate unit of measure)
| 0310 | Removal of pipes | 0310 | FT |  | FT = Feet
| 0310 | Removal of curbs | 0310 | FT
| 0310 | Removal of walks and driveways | 0310 | SY |  | SY = Square Yard
| 0310 | Removal of Surfacings | 0310 | SY
| 0310 | Removal of Inlets | 0310 | EA
| 0310 | Removal of Manholes | 0310 | EA
| 0310 | Removal of Concrete Stairs | 0310 | CY |  | CY = Cubic Yard
| 0310 | Removal of Railroad Track and Ties | 0310 | FT | 204-01S.TRAK
| 0310 | Salvaging and Stockpiling of Cobblestones | 0310 | SY
| 0310 | Remove and Reinstall Existing Horse Rings | 0310 | EA
| 0320 | Clearing and Grubbing | 0320 | LS | 203-02
| 0320 | Clearing and Grubbing | 0320 | AC | 203-01 | AC = Acre
| 0330 | Excavation, _____ | 0330 | CY | FORMAT
| 0330 | Excavation, Ditch | 0330 | CY
| 0330 | Excavation, Foundation | 0330 | CY
| 0330 | Excavation, Toe Trench | 0330 | CY
| 0330 | Excavation, General | 0330 | CY | 204-01
| 0330 | Excavation, Borrow | 0330 | CY
| 0330 | Embankment In Place | 0330 | CY
| 0330 | Stone Embankment | 0330 | CY
| 0330 | Extra For Selected Material | 0330 | CY
| 0331 | Subgrade Stabilization, (blank) inch | 0331 | CY
| 0332 | Subsurface Stabilization, (blank) inch | 0332 | CY
| 0335 | Controlled blast holes | 0335 | FT
| 0340 | Watering | 0340 | MG
X | 0340 | (additive) in Watering | 0340 | MG | FORMAT
| 340 | (CPL Additive) in Watering | 0340 | MG
| 340 | Magnesium Chloride in Watering | 0340 | MG
X | 0350 | Drainage Geotextile, Type (blank) | 0350 | SY | FORMAT
| 0350 | Drainage Geotextile, Type 1 | 0350 | SY
| 0350 | Drainage Geotextile, Type 2 | 0350 | SY
| 0350 | Drainage Geotextile, Geogrid | 0350 | SY
| 0350 | Embankment Geotextile | 0350 | SY
X | 0350 | Riprap Geotextile, Type (blank) | 0350 | SY | FORMAT
| 0350 | Riprap, Type 1 | 0350 | SY
| 0350 | Riprap, Type 2 | 0350 | SY
| 0350 | Subgrade Geotextile | 0350 | SY
| 0350 | Pavement Overlay Geotextile | 0350 | SY
| 0350 | Geomembrane | 0350 | SY
| 0360 | Sand Drainage Blanket | 0360 | CY or TN
| 0360 | Granular Drainage Blanket | 0360 | CY or TN
| 0390 | Filter Blanket | 0390 | CY or TN
| 0390 | Riprap Backing | 0390 | CY
| 0390 | Loose Riprap, Class | 0390 | CY or TN
| 0390 | Grouted Riprap, Class | 0390 | CY or TN
| 0390 | Keyed Riprap, Class | 0390 | CY or TN
| 0390 | Riprap Basins | 0390 | EA
X | 0405 | Trench Excavation, _____ | 0405 | CY | FORMAT
| 0405 | Trench Excavation, Common | 0405 | CY | 204-01
| 0405 | Trench Excavation, Rock | 0405 | CY | 204-03
| 0405 | Trench Excavation, Boulder | 0405 | CY
| 0405 | Trench Excavation, Concrete | 0405 | CY | 204-01S.CE
| 0405 | Excavation, Exploratory | 0405 | CY | 204-02
| 0405 | Excavation, Pothole (includes pavement replacement) | 0405 | EA | 204-02.POTHL
| 0405 | Trench Excavation and Native Backfill | 0405 | CY | 204-01C
| 0405 | Trench Foundation Stabilization | 0405 | CY | 204-05
X | 0405 | Trench Backfill, Class ____ (Where Class = A, B, C, D, E, F) | 0405 | CY | FORMAT
| 0405 | Trench Backfill, Class A | 0405 | CY
| 0405 | Trench Backfill, Class B | 0405 | CY | 204-07C
| 0405 | Trench Backfill, Class C | 0405 | CY
| 0405 | Trench Backfill, Class D | 0405 | CY
| 0405 | Trench Backfill, Class E | 0405 | CY | 204-07S.CLSM
| 0405 | Trench Backfill, Class F | 0405 | CY
| 0405 | Engineered Shoring | 0405 | LS
| 0405 | Dewatering | 0405 | LS | 204-11S
| 0405 | Construction-Generated Wastewater Discharge | 0405 | LS
| 0405 | Water Pipe Zone Bedding and Backfill | 0405 | CY
| 0406 | Tunneling | 0406 | LS
| 0406 | Boring and Jacking | 0406 | LS
| 0406 | Tunneling | 0406 | FT | 401-01.T
| 0406 | Boring and Jacking | 0406 | FT | 401-01.BJ
X | 0406 | Tees & Wyes ___ inch X ___ inch | 0406 | EA |  | Duplicate of 445?
X | 0412 | HDPE Pipe-burst Installation, (blank) inch | 0412 | FT | FORMAT
| 0412 | HDPE Pipe-burst Installation, 4 inch | 0412 | FT | 401-SS.BH04
| 0412 | HDPE Pipe-burst Installation, 6 inch | 0412 | FT | 401-SS.BH06
| 0412 | HDPE Pipe-burst Installation, 8 inch | 0412 | FT | 401-SS.BH08
| 0412 | HDPE Pipe-burst Installation, 10 inch | 0412 | FT | 401-SS.BH10
| 0412 | HDPE Pipe-burst Installation, 12 inch | 0412 | FT | 401-SS.BH12
| 0412 | HDPE Pipe-burst Installation, 14 inch | 0412 | FT | 401-SS.BH14
| 0412 | HDPE Pipe-burst Installation, 16 inch | 0412 | FT | 401-SS.BH16
| 0412 | HDPE Pipe-burst Installation, 18 inch | 0412 | FT | 401-SS.BH18
| 0412 | HDPE Pipe-burst Installation, 22 inch | 0412 | FT | 401-SS.BH22
| 0412 | HDPE Pipe-burst Installation, 24 inch | 0412 | FT | 401-SS.BH24
X | 0412 | Service Connection, Inserta-Tee ___ inch | 0412 | EA | FORMAT
| 0412 | Service Connection, Inserta-Tee 4 inch | 0412 | EA | 401-SS.BHI04
| 0412 | Service Connection, Inserta-Tee 6 inch | 0412 | EA | 401-SS.BHI06
| 0412 | Service Connection, Inserta-Tee 10 inch | 0412 | EA | 401-SS.BHI10
| 0412 | Service Connection, Inserta-Tee 12 inch | 0412 | EA | 401-SS.BHI12
| 0415 | Stormwater Curb Extensions | 0415 | SF |  | SF = Square Feet
| 0415 | Sormwater Planters | 0415 | SF
| 0415 | Stormwater Swales | 0415 | SF
| 0430 | Subsurface Drain Pipe, (blank) inch | 0430 | FT
| 0440 | Commercial Grade Concrete | 0440 | Incidental |  | FYI
| 0442 | CLSM | 0442 | AS |  | As Specified
|  | CLSM | 0442 | CY
X | 0445 | (blank) Pipe, (blank) inch, (blank) Class | 0445 | LF | FORMAT
Concrete Sewer Pipe
| 0445 | 12" Pipe CSP ASTM C14 Class 3 Bedding Type: A | 0445 | LF
| 0445 | 15" Pipe CSP ASTM C14 Class 3 Bedding Type: A | 0445 | LF
| 0445 | 18" Pipe CSP ASTM C14 Class 3 Bedding Type: A | 0445 | LF
| 0445 | 12" Pipe CSP ASTM C14 Class 3 Bedding Type: B | 0445 | LF | 402-01.N12B
| 0445 | 15" Pipe CSP ASTM C14 Class 3 Bedding Type: B | 0445 | LF | 402-01.N15B
| 0445 | 18" Pipe CSP ASTM C14 Class 3 Bedding Type: B | 0445 | LF | 402-01.N18B
| 0445 | 12" Pipe CSP ASTM C14 Class 3 Bedding Type: C | 0445 | LF | 402-01.N12C
| 0445 | 15" Pipe CSP ASTM C14 Class 3 Bedding Type: C | 0445 | LF | 402-01.N15C
| 0445 | 18" Pipe CSP ASTM C14 Class 3 Bedding Type: C | 0445 | LF | 402-01.N18C
Reinforced Concrete Pipe
| 0445 | 12" Pipe RCP ASTM C76 Class III Bedding Type: A | 0445 | LF
| 0445 | 15" Pipe RCP ASTM C76 Class III Bedding Type: A | 0445 | LF
| 0445 | 18" Pipe RCP ASTM C76 Class III Bedding Type: A | 0445 | LF
| 0445 | 21" Pipe RCP ASTM C76 Class III Bedding Type: A | 0445 | LF
| 0445 | 24" Pipe RCP ASTM C76 Class III Bedding Type: A | 0445 | LF
| 0445 | 12" Pipe RCP ASTM C76 Class III Bedding Type: B | 0445 | LF | 402-01.R312B
| 0445 | 15" Pipe RCP ASTM C76 Class III Bedding Type: B | 0445 | LF | 402-01.R315B
| 0445 | 18" Pipe RCP ASTM C76 Class III Bedding Type: B | 0445 | LF | 402-01.R318B
| 0445 | 21" Pipe RCP ASTM C76 Class III Bedding Type: B | 0445 | LF | 402-01.R321B
| 0445 | 24" Pipe RCP ASTM C76 Class III Bedding Type: B | 0445 | LF | 402-01.R324B
| 0445 | 12" Pipe RCP ASTM C76 Class III Bedding Type: C | 0445 | LF | 402-01.R312C
| 0445 | 15" Pipe RCP ASTM C76 Class III Bedding Type: C | 0445 | LF | 402-01.R315C
| 0445 | 18" Pipe RCP ASTM C76 Class III Bedding Type: C | 0445 | LF | 402-01.R318C
| 0445 | 21" Pipe RCP ASTM C76 Class III Bedding Type: C | 0445 | LF | 402-01.R321C
| 0445 | 24" Pipe RCP ASTM C76 Class III Bedding Type: C | 0445 | LF | 402-01.R324C
| 0445 | 12" Pipe RCP ASTM C76 Class IV Bedding Type: A | 0445 | LF
| 0445 | 15" Pipe RCP ASTM C76 Class IV Bedding Type: A | 0445 | LF
| 0445 | 18" Pipe RCP ASTM C76 Class IV Bedding Type: A | 0445 | LF
| 0445 | 21" Pipe RCP ASTM C76 Class IV Bedding Type: A | 0445 | LF
| 0445 | 24" Pipe RCP ASTM C76 Class IV Bedding Type: A | 0445 | LF
| 0445 | 30" Pipe RCP ASTM C76 Class IV Bedding Type: A | 0445 | LF
| 0445 | 36" Pipe RCP ASTM C76 Class IV Bedding Type: A | 0445 | LF
| 0445 | 48" Pipe RCP ASTM C76 Class IV Bedding Type: A | 0445 | LF
| 0445 | 54" Pipe RCP ASTM C76 Class IV Bedding Type: A | 0445 | LF
| 0445 | 60" Pipe RCP ASTM C76 Class IV Bedding Type: A | 0445 | LF
| 0445 | 72" Pipe RCP ASTM C76 Class IV Bedding Type: A | 0445 | LF
| 0445 | 12" Pipe RCP ASTM C76 Class IV Bedding Type: B | 0445 | LF | 402-01.R412B
| 0445 | 15" Pipe RCP ASTM C76 Class IV Bedding Type: B | 0445 | LF | 402-01.R415B
| 0445 | 18" Pipe RCP ASTM C76 Class IV Bedding Type: B | 0445 | LF | 402-01.R418B
| 0445 | 21" Pipe RCP ASTM C76 Class IV Bedding Type: B | 0445 | LF | 402-01.R421B
| 0445 | 24" Pipe RCP ASTM C76 Class IV Bedding Type: B | 0445 | LF | 402-01.R424B
| 0445 | 30" Pipe RCP ASTM C76 Class IV Bedding Type: B | 0445 | LF | 402-01.R430B
| 0445 | 36" Pipe RCP ASTM C76 Class IV Bedding Type: B | 0445 | LF | 402-01.R436B
| 0445 | 48" Pipe RCP ASTM C76 Class IV Bedding Type: B | 0445 | LF | 402-01.R448B
| 0445 | 54" Pipe RCP ASTM C76 Class IV Bedding Type: B | 0445 | LF | 402-01.R454B
| 0445 | 60" Pipe RCP ASTM C76 Class IV Bedding Type: B | 0445 | LF | 402-01.R460B
| 0445 | 72" Pipe RCP ASTM C76 Class IV Bedding Type: B | 0445 | LF | 402-01.R472B
| 0445 | 12" Pipe RCP ASTM C76 Class IV Bedding Type: C | 0445 | LF | 402-01.R412C
| 0445 | 15" Pipe RCP ASTM C76 Class IV Bedding Type: C | 0445 | LF | 402-01.R415C
| 0445 | 18" Pipe RCP ASTM C76 Class IV Bedding Type: C | 0445 | LF | 402-01.R418C
| 0445 | 21" Pipe RCP ASTM C76 Class IV Bedding Type: C | 0445 | LF | 402-01.R421C
| 0445 | 24" Pipe RCP ASTM C76 Class IV Bedding Type: C | 0445 | LF | 402-01.R424C
| 0445 | 30" Pipe RCP ASTM C76 Class IV Bedding Type: C | 0445 | LF | 402-01.R430C
| 0445 | 36" Pipe RCP ASTM C76 Class IV Bedding Type: C | 0445 | LF | 402-01.R436C
| 0445 | 48" Pipe RCP ASTM C76 Class IV Bedding Type: C | 0445 | LF | 402-01.R448C
| 0445 | 54" Pipe RCP ASTM C76 Class IV Bedding Type: C | 0445 | LF | 402-01.R454C
| 0445 | 60" Pipe RCP ASTM C76 Class IV Bedding Type: C | 0445 | LF | 402-01.R460C
| 0445 | 72" Pipe RCP ASTM C76 Class IV Bedding Type: C | 0445 | LF | 402-01.R472C
| 0445 | 12" Pipe RCP ASTM C76 Class V Bedding Type: A | 0445 | LF
| 0445 | 15" Pipe RCP ASTM C76 Class V Bedding Type: A | 0445 | LF
| 0445 | 18" Pipe RCP ASTM C76 Class V Bedding Type: A | 0445 | LF
| 0445 | 21" Pipe RCP ASTM C76 Class V Bedding Type: A | 0445 | LF
| 0445 | 24" Pipe RCP ASTM C76 Class V Bedding Type: A | 0445 | LF
| 0445 | 30" Pipe RCP ASTM C76 Class V Bedding Type: A | 0445 | LF
| 0445 | 36" Pipe RCP ASTM C76 Class V Bedding Type: A | 0445 | LF
| 0445 | 48" Pipe RCP ASTM C76 Class V Bedding Type: A | 0445 | LF
| 0445 | 54" Pipe RCP ASTM C76 Class V Bedding Type: A | 0445 | LF
| 0445 | 60" Pipe RCP ASTM C76 Class V Bedding Type: A | 0445 | LF
| 0445 | 72" Pipe RCP ASTM C76 Class V Bedding Type: A | 0445 | LF
| 0445 | 12" Pipe RCP ASTM C76 Class V Bedding Type: B | 0445 | LF | 402-01.R512B
| 0445 | 15" Pipe RCP ASTM C76 Class V Bedding Type: B | 0445 | LF | 402-01.R515B
| 0445 | 18" Pipe RCP ASTM C76 Class V Bedding Type: B | 0445 | LF | 402-01.R518B
| 0445 | 21" Pipe RCP ASTM C76 Class V Bedding Type: B | 0445 | LF | 402-01.R521B
| 0445 | 24" Pipe RCP ASTM C76 Class V Bedding Type: B | 0445 | LF | 402-01.R524B
| 0445 | 30" Pipe RCP ASTM C76 Class V Bedding Type: B | 0445 | LF | 402-01.R530B
| 0445 | 36" Pipe RCP ASTM C76 Class V Bedding Type: B | 0445 | LF | 402-01.R536B
| 0445 | 48" Pipe RCP ASTM C76 Class V Bedding Type: B | 0445 | LF | 402-01.R548B
| 0445 | 54" Pipe RCP ASTM C76 Class V Bedding Type: B | 0445 | LF | 402-01.R554B
| 0445 | 60" Pipe RCP ASTM C76 Class V Bedding Type: B | 0445 | LF | 402-01.R560B
| 0445 | 72" Pipe RCP ASTM C76 Class V Bedding Type: B | 0445 | LF | 402-01.R572B
| 0445 | 12" Pipe RCP ASTM C76 Class V Bedding Type: C | 0445 | LF | 402-01.R512C
| 0445 | 15" Pipe RCP ASTM C76 Class V Bedding Type: C | 0445 | LF | 402-01.R515C
| 0445 | 18" Pipe RCP ASTM C76 Class V Bedding Type: C | 0445 | LF | 402-01.R518C
| 0445 | 21" Pipe RCP ASTM C76 Class V Bedding Type: C | 0445 | LF | 402-01.R521C
| 0445 | 24" Pipe RCP ASTM C76 Class V Bedding Type: C | 0445 | LF | 402-01.R524C
| 0445 | 30" Pipe RCP ASTM C76 Class V Bedding Type: C | 0445 | LF | 402-01.R530C
| 0445 | 36" Pipe RCP ASTM C76 Class V Bedding Type: C | 0445 | LF | 402-01.R536C
| 0445 | 48" Pipe RCP ASTM C76 Class V Bedding Type: C | 0445 | LF | 402-01.R548C
| 0445 | 54" Pipe RCP ASTM C76 Class V Bedding Type: C | 0445 | LF | 402-01.R554C
| 0445 | 60" Pipe RCP ASTM C76 Class V Bedding Type: C | 0445 | LF | 402-01.R560B
| 0445 | 72" Pipe RCP ASTM C76 Class V Bedding Type: C | 0445 | LF | 402-01.R572B
HDPE Pipe
| 0445 | 12" Pipe HDPE ASTM F714 SDR 26 Bedding Type: D | 0445 | LF
| 0445 | 15" Pipe HDPE ASTM F714 SDR 26 Bedding Type: D | 0445 | LF
| 0445 | 18" Pipe HDPE ASTM F714 SDR 26 Bedding Type: D | 0445 | LF
| 0445 | 21" Pipe HDPE ASTM F714 SDR 26 Bedding Type: D | 0445 | LF
| 0445 | 24" Pipe HDPE ASTM F714 SDR 26 Bedding Type: D | 0445 | LF
| 0445 | 30" Pipe HDPE ASTM F714 SDR 26 Bedding Type: D | 0445 | LF
| 0445 | 36" Pipe HDPE ASTM F714 SDR 26 Bedding Type: D | 0445 | LF
| 0445 | 48" Pipe HDPE ASTM F714 SDR 26 Bedding Type: D | 0445 | LF
| 0445 | 12" Pipe HDPE ASTM F714 SDR 21 Bedding Type: D | 0445 | LF
| 0445 | 15" Pipe HDPE ASTM F714 SDR 21 Bedding Type: D | 0445 | LF
| 0445 | 18" Pipe HDPE ASTM F714 SDR 21 Bedding Type: D | 0445 | LF
| 0445 | 21" Pipe HDPE ASTM F714 SDR 21 Bedding Type: D | 0445 | LF
| 0445 | 24" Pipe HDPE ASTM F714 SDR 21 Bedding Type: D | 0445 | LF
| 0445 | 30" Pipe HDPE ASTM F714 SDR 21 Bedding Type: D | 0445 | LF
| 0445 | 36" Pipe HDPE ASTM F714 SDR 21 Bedding Type: D | 0445 | LF
| 0445 | 48" Pipe HDPE ASTM F714 SDR 21 Bedding Type: D | 0445 | LF
| 0445 | 12" Pipe HDPE ASTM F714 SDR 17 Bedding Type: D | 0445 | LF
| 0445 | 15" Pipe HDPE ASTM F714 SDR 17 Bedding Type: D | 0445 | LF
| 0445 | 18" Pipe HDPE ASTM F714 SDR 17 Bedding Type: D | 0445 | LF
| 0445 | 21" Pipe HDPE ASTM F714 SDR 17 Bedding Type: D | 0445 | LF
| 0445 | 24" Pipe HDPE ASTM F714 SDR 17 Bedding Type: D | 0445 | LF
| 0445 | 30" Pipe HDPE ASTM F714 SDR 17 Bedding Type: D | 0445 | LF
| 0445 | 36" Pipe HDPE ASTM F714 SDR 17 Bedding Type: D | 0445 | LF
| 0445 | 48" Pipe HDPE ASTM F714 SDR 17 Bedding Type: D | 0445 | LF
| 0445 | 12" Pipe HDPE ASTM F714 SDR 11 Bedding Type: D | 0445 | LF
| 0445 | 15" Pipe HDPE ASTM F714 SDR 11 Bedding Type: D | 0445 | LF
| 0445 | 18" Pipe HDPE ASTM F714 SDR 11 Bedding Type: D | 0445 | LF
| 0445 | 21" Pipe HDPE ASTM F714 SDR 11 Bedding Type: D | 0445 | LF
| 0445 | 24" Pipe HDPE ASTM F714 SDR 11 Bedding Type: D | 0445 | LF
| 0445 | 30" Pipe HDPE ASTM F714 SDR 11 Bedding Type: D | 0445 | LF
| 0445 | 36" Pipe HDPE ASTM F714 SDR 11 Bedding Type: D | 0445 | LF
| 0445 | 48" Pipe HDPE ASTM F714 SDR 11 Bedding Type: D | 0445 | LF
PVC Pipe
| 0445 | 04" Pipe PVC ASTM D3034 SDR 35 Bedding Type: D | 0445 | LF | 402-01.P304Z
| 0445 | 06" Pipe PVC ASTM D3034 SDR 35 Bedding Type: D | 0445 | LF | 402-01.P306Z
| 0445 | 08" Pipe PVC ASTM D3034 SDR 35 Bedding Type: D | 0445 | LF | 402-01.P308Z
| 0445 | 10" Pipe PVC ASTM D3034 SDR 35 Bedding Type: D | 0445 | LF | 402-01.P310Z
| 0445 | 12" Pipe PVC ASTM D3034 SDR 35 Bedding Type: D | 0445 | LF | 402-01.P312Z
| 0445 | 15" Pipe PVC ASTM D3034 SDR 35 Bedding Type: D | 0445 | LF | 402-01.P315Z
| 0445 | 04" Pipe PVC ASTM D3034 SDR 26 Bedding Type: D | 0445 | LF
| 0445 | 06" Pipe PVC ASTM D3034 SDR 26 Bedding Type: D | 0445 | LF
| 0445 | 08" Pipe PVC ASTM D3034 SDR 26 Bedding Type: D | 0445 | LF
| 0445 | 10" Pipe PVC ASTM D3034 SDR 26 Bedding Type: D | 0445 | LF
| 0445 | 12" Pipe PVC ASTM D3034 SDR 26 Bedding Type: D | 0445 | LF
| 0445 | 15" Pipe PVC ASTM D3034 SDR 26 Bedding Type: D | 0445 | LF
| 0445 | 04" Pipe PVC ASTM D3034 SDR 21 Bedding Type: D | 0445 | LF
| 0445 | 06" Pipe PVC ASTM D3034 SDR 21 Bedding Type: D | 0445 | LF
| 0445 | 08" Pipe PVC ASTM D3034 SDR 21 Bedding Type: D | 0445 | LF
| 0445 | 10" Pipe PVC ASTM D3034 SDR 21 Bedding Type: D | 0445 | LF
| 0445 | 12" Pipe PVC ASTM D3034 SDR 21 Bedding Type: D | 0445 | LF
| 0445 | 15" Pipe PVC ASTM D3034 SDR 21 Bedding Type: D | 0445 | LF
| 0445 | 18" Pipe PVC ASTM F679 SDR PS ≥ 46 psi Bedding Type: D | 0445 | LF
| 0445 | 21" Pipe PVC ASTM F679 SDR PS ≥ 46 psi Bedding Type: D | 0445 | LF
| 0445 | 24" Pipe PVC ASTM F679 SDR PS ≥ 46 psi Bedding Type: D | 0445 | LF
| 0445 | 27" Pipe PVC ASTM F679 SDR PS ≥ 46 psi Bedding Type: D | 0445 | LF
| 0445 | 30" Pipe PVC ASTM F679 SDR PS ≥ 46 psi Bedding Type: D | 0445 | LF
| 0445 | 36" Pipe PVC ASTM F679 SDR PS ≥ 46 psi Bedding Type: D | 0445 | LF
| 0445 | 04" Pipe PVC AWWA C-900 SDR/DR ?? Bedding Type:D | 0445 | LF | 402-01. P904Z | C-900 Design Note
| 0445 | 06" Pipe PVC AWWA C-900 SDR/DR ?? Bedding Type:D | 0445 | LF | 402-01. P906Z | DR 25, PC = 100
| 0445 | 08" Pipe PVC AWWA C-900 SDR/DR ?? Bedding Type:D | 0445 | LF | 402-01. P908Z | DR 18, PC = 150
| 0445 | 10" Pipe PVC AWWA C-900 SDR/DR ?? Bedding Type:D | 0445 | LF | 402-01. P910Z | DR 14, PC = 200
| 0445 | 12" Pipe PVC AWWA C-900 SDR/DR ?? Bedding Type:D | 0445 | LF | 402-01. P912Z
| 0445 | 15" Pipe PVC AWWA C-905 SDR/DR ?? Bedding Type:D | 0445 | LF |  | C-905 Design Note:
| 0445 | 18" Pipe PVC AWWA C-905 SDR/DR ?? Bedding Type:D | 0445 | LF |  | DR 41, PR = 100 psi
| 0445 | 21" Pipe PVC AWWA C-905 SDR/DR ?? Bedding Type:D | 0445 | LF |  | DR 32.5, PR = 125 psi
| 0445 | 24" Pipe PVC AWWA C-905 SDR/DR ?? Bedding Type:D | 0445 | LF |  | DR 26, PR = 160 psi
| 0445 | 27" Pipe PVC AWWA C-905 SDR/DR ?? Bedding Type:D | 0445 | LF |  | DR 25, PR = 165 psi
| 0445 | 30" Pipe PVC AWWA C-905 SDR/DR ?? Bedding Type:D | 0445 | LF |  | DR 21, PR = 200 psi
| 0445 | 36" Pipe PVC AWWA C-905 SDR/DR ?? Bedding Type:D | 0445 | LF |  | DR 18, PR = 235 psi
Ductile Iron Pipe
| 0445 | 06" Pipe DIP AWWA C-150 Class 51 Bedding Type: D | 0445 | LF
| 0445 | 08" Pipe DIP AWWA C-150 Class 51 Bedding Type: D | 0445 | LF
| 0445 | 10" Pipe DIP AWWA C-150 Class 51 Bedding Type: D | 0445 | LF
| 0445 | 12" Pipe DIP AWWA C-150 Class 51 Bedding Type: D | 0445 | LF
| 0445 | 15" Pipe DIP AWWA C-150 Class 51 Bedding Type: D | 0445 | LF
| 0445 | 21" Pipe DIP AWWA C-150 Class 51 Bedding Type: D | 0445 | LF
| 0445 | 24" Pipe DIP AWWA C-150 Class 51 Bedding Type: D | 0445 | LF
| 0445 | 30" Pipe DIP AWWA C-150 Class 51 Bedding Type: D | 0445 | LF
| 0445 | 36" Pipe DIP AWWA C-150 Class 51 Bedding Type: D | 0445 | LF
| 0445 | 06" Pipe DIP AWWA C-150 Class 52 Bedding Type: D | 0445 | LF | 402-01.D206Z
| 0445 | 08" Pipe DIP AWWA C-150 Class 52 Bedding Type: D | 0445 | LF | 402-01.D208Z
| 0445 | 10" Pipe DIP AWWA C-150 Class 52 Bedding Type: D | 0445 | LF | 402-01.D210Z
| 0445 | 12" Pipe DIP AWWA C-150 Class 52 Bedding Type: D | 0445 | LF | 402-01.D212Z
| 0445 | 15" Pipe DIP AWWA C-150 Class 52 Bedding Type: D | 0445 | LF | 402-01.D215Z
| 0445 | 21" Pipe DIP AWWA C-150 Class 52 Bedding Type: D | 0445 | LF | 402-01.D221Z
| 0445 | 24" Pipe DIP AWWA C-150 Class 52 Bedding Type: D | 0445 | LF | 402-01.D224Z
| 0445 | 30" Pipe DIP AWWA C-150 Class 52 Bedding Type: D | 0445 | LF | 402-01.D230Z
| 0445 | 36" Pipe DIP AWWA C-150 Class 52 Bedding Type: D | 0445 | LF | 402-01.D236Z
X | 0445 | Tees & Wyes ___ inch X ___ inch | 0445 | EA | FORMAT
| 0445 | Tees & Wyes 8 inch X 4 inch | 0445 | EA
| 0445 | Tees & Wyes 8 inch X 6 inch | 0445 | EA
| 0445 | Tees & Wyes 10 inch X 4 inch | 0445 | EA
| 0445 | Tees & Wyes 10 inch X 6 inch | 0445 | EA
| 0445 | Tees & Wyes 12 inch X 4 inch | 0445 | EA
| 0445 | Tees & Wyes 12 inch X 6 inch | 0445 | EA
| 0445 | Tees & Wyes 12 inch X 8 inch | 0445 | EA
| 0445 | Tees & Wyes 15 inch X 6 inch | 0445 | EA
| 0445 | Tees & Wyes 15 inch X 8 inch | 0445 | EA
| 0445 | Tees & Wyes 15 inch X 12 inch | 0445 | EA
| 0445 | Tees & Wyes 18 inch X 12 inch | 0445 | EA
| 0445 | Tees & Wyes 21 inch X 12 inch | 0445 | EA
| 0445 | Tees & Wyes 24 inch X 12 inch | 0445 | EA
| 0445 | Tees & Wyes 27 inch X 12 inch | 0445 | EA
| 0445 | Tees & Wyes 30 inch X 12 inch | 0445 | EA
| 0445 | Tees & Wyes 36 inch X 12 inch | 0445 | EA
| 0445 | Tees & Wyes 42 inch X 12 inch | 0445 | EA
| 0445 | Tees & Wyes 48 inch X 12 inch | 0445 | EA
| 0445 | Tees & Wyes 54 inch X 12 inch | 0445 | EA
| 0445 | Tees & Wyes 60 inch X 12 inch | 0445 | EA
| 0445 | Tees & Wyes 72 inch X 12 inch | 0445 | EA
| 0445 | Concrete Pipe Anchors | 0445 | EA
| 0445 | Concrete Closure Collars | 0445 | EA
| 0445 | Terminal Cleanout | 0445 | EA
| 0445 | Service Lateral Cleanout | 0445 | EA | SS-CLEANOUT
| 0445 | Deep Connection Risers | 0445 | EA | 402-06
| 0445 | Field Fabricated Connections | 0445 | EA
| 0445 | Concrete in Blocks | 0445 | CY
| 0445 | Television Inspection | 0445 | LF
| 0445 | Installing ____ inch Pipe Under Railroads | 0445 | LS
| 0446 | ELVIS | 0446 | Incidental |  | FYI
X | 0470 | Concrete Manholes, _____inch, 0-8 Ft Depth | 0470 | EA | FORMAT
| 0470 | Concrete Manholes, 48 inch, 0-8 Ft Depth | 0470 | EA | 403-01.0488
| 0470 | Concrete Manholes, 60 inch, 0-8 Ft Depth | 0470 | EA | 403-01.0608
| 0470 | Concrete Manholes, 72 inch, 0-8 Ft Depth | 0470 | EA | 403-01.7288
| 0470 | Concrete Manholes, 84 inch, 0-8 Ft Depth | 0470 | EA | 403-01.0848
| 0470 | Concrete Manholes, 96 inch, 0-8 Ft Depth | 0470 | EA | 403-01.0968
| 0470 | Concrete Manholes, 108 inch, 0-8 Ft Depth | 0470 | EA | 403-01.1088
| 0470 | Concrete Manholes, 120 inch, 0-8 Ft Depth | 0470 | EA | 403-01.1208
X | 0470 | Concrete Manholes, _____inch, Deeper than 8 Ft | 0470 | LF | FORMAT
| 0470 | Concrete Manholes, 48 inch, Deeper than 8 Ft. | 0470 | LF | 403-01.048O
| 0470 | Concrete Manholes, 60 inch, Deeper than 8 Ft. | 0470 | LF | 403-01.060O
| 0470 | Concrete Manholes, 72 inch, Deeper than 8 Ft. | 0470 | LF | 403-01.728O
| 0470 | Concrete Manholes, 84 inch, Deeper than 8 Ft. | 0470 | LF | 403-01.084O
| 0470 | Concrete Manholes, 96 inch, Deeper than 8 Ft. | 0470 | LF | 403-01.096O
| 0470 | Concrete Manholes, 108 inch, Deeper than 8 Ft. | 0470 | LF | 403-01.108O
| 0470 | Concrete Manholes, 120 inch, Deeper than 8 Ft. | 0470 | LF | 403-01.120O
| 0470 | Concrete Manholes, _______ | 0470 | EA | FORMAT
| 0470 | Concrete Manholes, Reconstruction | 0470 | EA | 206-03.2
| 0470 | Concrete Manholes, Sampling | 0470 | EA
| 0470 | Concrete Manholes, Sedimentation, 10' Deep | 0470 | EA | 403-10
| 0470 | Concrete Sumps, _____ | 0470 | EA | FORMAT
| 0470 | Concrete Sumps, 30 Feet Deep | 0470 | EA | 403-09.S
| 0470 | Concrete Sumps, Depth Over 30 Feet (Addition) | 0470 | LF | 409-09.S-O
| 0470 | Concrete Sumps, Depth Under 30 Feet (Deduction) | 0470 | LF | 409-09.S-U
X | 0470 | Concrete Inlets, Type _____ | 0470 | EA | FORMAT | What is this?
| 0470 | Concrete Inlets, Type: Single (BES 4-30) | 0470 | EA | 403-08.30
| 0470 | Concrete Inlets, Type: Double, end-to-end (BES 4-31-1) | 0470 | EA | 403-08.31-1
| 0470 | Concrete Inlets, Type: Double (BES 4-31-2) | 0470 | EA | 403-08.31-2
| 0470 | Concrete Inlets, Type: Curb (BES 4-32-1) | 0470 | EA | 403-08.32-1
| 0470 | Concrete Inlets, Type: Combination Curb (BES 4-32-2) | 0470 | EA | 403-08.32-2
| 0470 | Concrete Inlets, Type: Single Curb / Gutter (BES 4-32-3) | 0470 | EA | 403-08.32-3
| 0470 | Concrete Inlets, Type: Double Curb / Gutter (BES 4-32-4) | 0470 | EA | 403-08.32-4
| 0470 | Concrete Inlets, Type: Field (BES 4-33-1) | 0470 | EA | 403-08.33-1
| 0470 | Concrete Inlets, Type: Precast 48" ID (BES 4-33-2) | 0470 | EA | 403-08.33-2
| 0470 | Concrete Siphon Boxes | 0470 | EA
| 0470 | Concrete Diversion Boxes | 0470 | EA
| 0470 | Concrete Irrigation Boxes | 0470 | EA
| 0470 | Concrete Junction Boxes | 0470 | EA
| 0470 | Concrete Monument Boxes | 0470 | EA
| 0470 | Manhole Slope Protectors | 0470 | EA
X | 0470 | Catch Basins, _____ | 0470 | EA | FORMAT | What is this?
| 0470 | Catch Basins, Concrete Double (BES 4-31-5) | 0470 | EA
| 0470 | Catch Basins, Curb / Gutter (BES 4-32-5) | 0470 | EA
X | 0470 | Inside Drop Assembly, _____inch, 0-8 Ft Depth | 0470 | EA | FORMAT
| 0470 | Inside Drop Assembly, 8 inch, 0-8 Ft Depth | 0470 | EA
| 0470 | Inside Drop Assembly, 10 inch, 0-8 Ft Depth | 0470 | EA
| 0470 | Inside Drop Assembly, 12 inch, 0-8 Ft Depth | 0470 | EA
X | 0470 | Inside Drop Assembly, _____inch, Deeper than 8 Ft | 0470 | LF | FORMAT
| 0470 | Inside Drop Assembly, 8 inch, Deeper than 8 Ft | 0470 | LF
| 0470 | Inside Drop Assembly, 10 inch, Deeper than 8 Ft | 0470 | LF
| 0470 | Inside Drop Assembly, 12 inch, Deeper than 8 Ft | 0470 | LF
| 0470 | Sump Manhole, 30 Ft Depth | 0470 | EA
| 0470 | Sump Capacity Test | 0470 | EA
X | 0470 | Watertight Manhole Frame and Cover, ___ inch | 0470 | EA | FORMAT
| 0470 | Watertight Manhole Frame and Cover, 24 inch (Tamperproof) | 0470 | EA | 403-04.T24
| 0470 | Watertight Manhole Frame and Cover, 24 inch (Watertight) | 0470 | EA | 403-04.W24
| 0470 | Abandoned Sump Manhole | 0470 | EA | 404-04.A&F S
| 0490 | Minor Adjustment of Manholes | 0490 | EA
| 0490 | Major Adjustment of Manholes | 0490 | EA
| 0490 | Adjusting Sumps | 0490 | EA | 404-05.A E S
| 0490 | Adjusting Inlets | 0490 | EA
| 0490 | Adjusting Boxes | 0490 | EA | 206-03.4
| 0490 | Adjusting Catch Basins | 0490 | EA
| 0490 | Manholes over Existing Sewers | 0490 | EA
| 0490 | Connections to Existing Structures | 0490 | EA | 404-03
| 0490 | Filling Abandoned Structures | 0490 | EA
| 0490 | Existing Pipe Connection to New Manhole | 0490 | EA
| 0490 | Reconstruct Manhole Base | 0490 | EA | 406-06
| 0490 | Permanent Plugs | 0490 | EA
| 0490 | Bicycle Protection for Existing Grates | 0490 | EA
| 0490 | Diversion of Flow/ Sewer Diversion Plan | 0490 | LS | 404-09
X | 0495 | Trench Resurfacing Complete, (material), ___" Thick | 0495 | SY |  | Not used by BES
X | 0495 | Trench Resurfacing, Temporary, MHMAC, ____" Thick | 0495 | SY | FORMAT
| 0495 | Trench Resurfacing, Temporary, MHMAC, 2" Thick | 0495 | SY | 405-01.2
X | 0495 | Trench Resurfacing w/o Base, (material), ____" Thick | 0495 | SY | FORMAT
Where Material = MHMAC, Concrete, Rock 3/4"-0", etc.
| 0495 | Trench Resurfacing w/o Base, Asphalt prime coat, ?" Thick | 0495 | SY
| 0495 | Trench Resurfacing w/o Base, Asphalt seal and cover coat, ?" Thick | 0495 | SY
| 0495 | Trench Resurfacing w/o Base, Concrete paving, ?" Thick | 0495 | SY
| 0495 | Trench Resurfacing w/o Base, Concrete sidewalks, curbs and driveway, ?" Thick | 0495 | SY
| 0495 | Trench Resurfacing w/o Base, MHMAC, 4" Thick | 0495 | SY
| 0495 | Trench Resurfacing w/o Base, Rock Surfacing, 6" Thick | 0495 | SY
| 0495 | Trench Resurfacing w/o Base, Topsoil, planting and seeding, ?" Thick | 0495 | SY
X | 0640 | Aggregate Base | 0640 | CY | FORMAT
| 0640 | Aggregate Base | 0640 | CY | 405-03.ROCK

## Bid Form with Spec Reference
CITY OF PORTLAND, OREGON
BUREAU OF * (Name of Bureau)
TO THE (PURCHASING AGENT OR COUNCIL) BUYER PICK ONE
The undersigned, having full knowledge of the quality of the material and labor to be performed, hereby proposes to perform all labor and furnish all materials necessary for the Foster Sewer Replacement Project, BES E08870 for the unit prices set opposite the different items of the material to be furnished and the work to be done as herein below stated:
*(BID NO)
NO. | ITEMS OF WORK AND MATERIALS | SPEC REFERENCE | ESTIMATED QUANTITY | UNIT | UNIT PRICE | TOTAL AMOUNT
1 | Mobilization | 0210 | 1 | LS | 180000 | 150000
2 | Temporary Work Zone Traffic Control, Complete | 0225 | 1 | LS | 55000 | 55000
3 | Erosion Control | 0280 | 1 | LS | 35000 | 35000
4 | Contaminated Media Disposal | 0291 | 950 | TN | 80 | 76000
5 | Clearing and Grubbing (Tree Trimming) | 0320 | 1 | LS | 3000 | 3000
6 | Trench Excavation, Common | 0405 | 10160 | CY | 35 | 355600
7 | Trench Backfill, Class B | 0405 | 7480 | CY | 40 | 299200
8 | Pothole Excavation | 0405 | 26 | EA | 750 | 19500
9 | CLSM, 12" Thick | 0442 | 170 | CY | 150 | 25500
10 | 06" Pipe PVC ASTM D3034 SDR 35 Bedding Type: D | 0445 | 3330 | LF | 85 | 283050
11 | 08" Pipe PVC ASTM D3034 SDR 35 Bedding Type: D | 0445 | 2575 | LF | 80 | 206000
12 | 10" Pipe HDPE ASTM F714 SDR 26 Bedding, Type D | 0445 | 150 | LF | 100 | 15000
13 | 12" Pipe PVC ASTM D3034 SDR 35 Bedding Type: D | 0445 | 3222 | LF | 150 | 483300
14 | 15" Pipe PVC ASTM D3034 SDR 35 Bedding, Type: D | 0445 | 262 | LF | 180 | 47160
15 | 36" Pipe RCP ASTM C76 Class V Bedding, Type: B | 0445 | 444 | LF | 300 | 133200
16 | Tees & Wyes 8 inch x 6 inch, PVC ASTM D-3034 SDR 35 | 0445 | 97 | EA | 100 | 9700
17 | Tees & Wyes 12 inch x 6 inch, PVC ASTM D-3034 SDR 35 | 0445 | 128 | EA | 120 | 15360
18 | Tees & Wyes 15 inch x 6 inch, PVC ASTM D-3034 SDR 35 | 0445 | 7 | EA | 180 | 1260
19 | Field Fabricated Connection (36" Inserta Tee) | 0445 | 4 | EA | 350 | 1400
20 | Television Inspection (Preconst./Postcons.) | 0445 | 13000 | LF | 5 | 65000
21 | Concrete Manholes, 48 inch, 0-8 Ft Depth | 0470 | 27 | EA | 5000 | 135000
22 | Concrete Manholes, 48 inch, Deeper than 8 Ft. | 0470 | 48 | LF | 300 | 14400
23 | Concrete Manholes, 72 inch, 0-8 ft. Depth | 470 | 3 | EA | 7500 | 22500
24 | Concrete Manholes, 72 inch, Deeper than 8 ft. | 470 | 22 | LF | 450 | 9900
25 | Concrete Manholes, 84 inch, 0-8 ft. Depth | 470 | 1 | EA | 9000 | 9000
26 | concrete Manholes, 84 inch, Deeper than 8 ft. | 470 | 10 | LF | 600 | 6000
27 | Concrete Inlets, type Double | 470 | 2 | EA | 2000 | 4000
28 | Filling Abandonded Manhole | 490 | 4 | EA | 1000 | 4000
29 | Reconstruct Manhole Base | 0490 | 3 | EA | 1500 | 4500
30 | Sump Preservation | 490 | 5 |  | 1500 | 7500
31 | Connection to Existing Structures | 0490 | 12 | EA | 800 | 9600
32 | Replacer Manhole Steps | 490 | 83 | EA | 80 | 6640
33 | Diversion of Flow | 0490 | 1 | LS | 40000 | 40000
34 | CLSM for Filling Abandoned Pipe | 0490 | 50 | CY | 250 | 12500
35 | 36" Permanent Plug | 0490 | 2 | EA | 1000 | 2000
36 | Trench Resurfacing, Temporary, MHMAC, 2" Thick | 0495 | 2910 | SY | 20 | 58200
37 | Trench Resurfacing w/o Base, MHMAC, 4" Thick | 0495 | 2470 | SY | 60 | 148200
38 | Trench Resurfacing w/o Base, MHMAC, 6" Thick | 0495 | 425 | SY | 70 | 29750
39 | Trench Resurfacing w/o Base, Concrete paving, 6" Thick | 0495 | 855 | SY | 90 | 76950
40 | Trench Resurfacing w/o Base, Concrete paving, 6.5" Thick | 0495 | 1360 | SY | 100 | 136000
41 | Trench Resurfacing w/o Base, Concrete paving, 8" Thick | 0495 | 215 | SY | 120 | 25800
42 | Aggregate Base | 0640 | 1000 | CY | 50 | 50000
[5 empty] | Total | 3091670

## Old BES SHARPE List
Green indicates matching item in New SBIL
------------- | ------------------------------------------------------------- | -------------
BES -> 100
ItemCode | DESCRIPTION | UMCode
------------ | ------------------------------------------------------------ | ------
108-08 | LIQUIDATED DAMAGES | CD
108-SS.WFTH | LIQUIDATED DAMAGES - WORKFORCE TRAINING AND HIRING | $
------------- | ------------------------------------------------------------- | --------------
BES -> 200
ItemCode | DESCRIPTION | UMCode
------------ | ------------------------------------------------------------ | ------
201-01 | MOBILIZATION | LS
202-01 | TRAFFIC CONTROL, TEMPORARY | LS
202-03 | TRAFFIC CONTROL, FLAGGING | HR
203-01 | CLEARING AND GRUBBING | ACRE
203-02 | CLEARING AND GRUBBING | LS
203-04 | CONTINGENT TREE REMOVAL | EA
206-03.4 | ADJUSTING BOXES | EA
207-02 | LANDSCAPING | LS
208-01 | RESTORATION AND CLEANUP | LS
209-01 | EROSION AND SEDIMENT CONTROL | LS
SS-07-00.SGN | SIGNS, INFORMATIONAL | SF
SS-07-01.SGN | SIGNS, PROJECT | LS
SS-07-02.SGN | SIGN, INFORMATIONAL, EROSION AND SEDIMENT CONTROL | LS
SS-FIELD OFF | FIELD OFFICE, OWNER'S REPRESENTATIVE | LS
------------- | ------------------------------------------------------------- | --------------
BES -> 204
ItemCode | DESCRIPTION | UMCode
------------ | ------------------------------------------------------------ | ------
204-01 | COMMON AND UNCLASSIFIED EXCAVATION | CY
204-01C | COMMON TRENCH EXCAVATION AND NATIVE BACKFILL | CY
204-01S.CE | CONCRETE EXCAVATION | CY
204-01S.CS | CONTAMINATED SOIL HANDLING AND DISPOSAL | TON
204-01S.CS-U | UNANTICIPATED CONTAMINATED SOIL HANDLING AND DISPOSAL | TON
204-01S.SAWC | SAWCUT, ASPHALT CONCRETE PAVEMENT | LF
204-01S.TRAK | TRACK REMOVAL | LF
204-02 | EXPLORATORY EXCAVATION | CY
204-02.POTHL | POTHOLE COMPLETE | EA
204-03 | ROCK EXCAVATION | CY
204-05 | FOUNDATION STABILIZATION | CY
204-06A.CY.B | PIPE BEDDING, CLASS B | CY
204-06A.CY.C | PIPE BEDDING, CLASS C | CY
204-06A.CY.F | PIPE BEDDING, FLEXIBLE PIPE | CY
204-07C | GRANULAR TRENCH BACKFILL MATERIAL, IMPORTED | CY
204-07S.CLSM | CONTROLLED LOW STRENGTH MATERIAL (CLSM) BACKFILL | CY
204-08.050CY | RIPRAP AND FILTER BLANKET, CLASS 50 | CY
204-08.050TN | RIPRAP AND FILTER BLANKET, CLASS 50 | TON
204-08.100CY | RIPRAP AND FILTER BLANKET, CLASS 100 | CY
204-08.100TN | RIPRAP AND FILTER BLANKET, CLASS 100 | TON
204-08.250CY | RIPRAP AND FILTER BLANKET, CLASS 250 | CY
204-08.250TN | RIPRAP AND FILTER BLANKET, CLASS 250 | TON
204-08.700CY | RIPRAP AND FILTER BLANKET, CLASS 700 | CY
204-08.700TN | RIPRAP AND FILTER BLANKET, CLASS 700 | TON
204-09 | IMPORTED TOPSOIL | CY
204-11S | DEWATERING | LS
204-11S.C W | CONTAMINATED WATER HANDLING AND DISPOSAL | GAL
309-01A | GEOTEXTILE FABRIC FOR TRENCH DRAINS | SY
------------- | ------------------------------------------------------------- | --------------
BES -> 401
ItemCode | DESCRIPTION | UMCode
------------ | ------------------------------------------------------------ | ------
------------- | ------------------------------------------------------------- | --------------
BES -> 401 -> | 401-01
ItemCode | DESCRIPTION | UMCode
------------ | ------------------------------------------------------------ | ------
401-01.BJ | BORING AND JACKING | LF
401-01.T | TUNNELING | LF
401-01.TBJ | TUNNELING, BORING, AND JACKING | LF
SS-401.3.10 | ANNULAR SPACE GROUTING | CY
------------- | ------------------------------------------------------------- | --------------
BES -> 401 -> | 401-SSBH
ItemCode | DESCRIPTION | UMCode
------------ | ------------------------------------------------------------ | ------
401-SS.BH04 | PIPE BURSTING, HDPE, ASTM D3035, DR 17, 4" PIPE | LF
401-SS.BH06 | PIPE BURSTING, HDPE, ASTM D3035, DR 17, 6" PIPE | LF
401-SS.BH08 | PIPE BURSTING, HDPE, ASTM D3035, DR 17, 8" PIPE | LF
401-SS.BH10 | PIPE BURSTING, HDPE, ASTM D3035, DR 17, 10" PIPE | LF
401-SS.BH12 | PIPE BURSTING, HDPE, ASTM D3035, DR 17, 12" PIPE | LF
401-SS.BH14 | PIPE BURSTING, HDPE, ASTM D3035, DR 17, 14" PIPE | LF
401-SS.BH16 | PIPE BURSTING, HDPE, ASTM D3035, DR 17, 16" PIPE | LF
401-SS.BH18 | PIPE BURSTING, HDPE, ASTM D3035, DR 17, 18" PIPE | LF
401-SS.BH22 | PIPE BURSTING, HDPE, ASTM D3035, DR 17, 22" PIPE | LF
401-SS.BH24 | PIPE BURSTING, HDPE, ASTM D3035, DR 17, 24" PIPE | LF
401-SS.BHF04 | PIPE BURSTING, 4" FUSION CONNECTION, HDPE, D3035, DR 17 | EA
401-SS.BHF06 | PIPE BURSTING, 6" FUSION CONNECTION, HDPE, D3035, DR 17 | EA
401-SS.BHF10 | PIPE BURSTING, 10" FUSION CONNECTION, HDPE, D3035, DR 17 | EA
401-SS.BHF12 | PIPE BURSTING, 12" FUSION CONNECTION, HDPE, D3035, DR 17 | EA
401-SS.BHI04 | PIPE BURSTING, 4" INSERTA-TEE CONNECT, HDPE, D3035, DR 17 | EA
401-SS.BHI06 | PIPE BURSTING, 6" INSERTA-TEE CONNECT, HDPE, D3035, DR 17 | EA
401-SS.BHI10 | PIPE BURSTING, 10" INSERTA-TEE CONNECT, HDPE, D3035, DR 17 | EA
401-SS.BHI12 | PIPE BURSTING, 12" INSERTA-TEE CONNECT, HDPE, D3035, DR 17 | EA
------------- | ------------------------------------------------------------- | --------------
BES -> 401 -> | 401-SSDH
ItemCode | DESCRIPTION | UMCode
------------ | ------------------------------------------------------------ | ------
401-SS.DH04 | HDD (DIRECTIONAL DRILLING), HDPE, ASTM D3035, DR 17, 4" | LF
401-SS.DH06 | HDD (DIRECTIONAL DRILLING), HDPE, ASTM D3035, DR 17, 6" | LF
401-SS.DH08 | HDD (DIRECTIONAL DRILLING), HDPE, ASTM D3035, DR 17, 8" | LF
401-SS.DH10 | HDD (DIRECTIONAL DRILLING), HDPE, ASTM D3035, DR 17, 10" | LF
401-SS.DH12 | HDD (DIRECTIONAL DRILLING), HDPE, ASTM D3035, DR 17, 12" | LF
401-SS.DHF04 | HDD, 4" FUSION CONNECTION, HDPE, D3035, DR 17 | EA
401-SS.DHF06 | HDD, 6" FUSION CONNECTION, HDPE, D3035, DR 17 | EA
401-SS.DHI04 | HDD, 4" INSERTA-TEE CONNECT, HDPE, D3035, DR 17 | EA
401-SS.DHI06 | HDD, 6" INSERTA-TEE CONNECT, HDPE, D3035, DR 17 | EA
------------- | ------------------------------------------------------------- | --------------
BES -> 401 -> | 401-SSLC
ItemCode | DESCRIPTION | UMCode
------------ | ------------------------------------------------------------ | ------
401-SS.L-RMH | LINER, REINSTATE MANHOLE | EA
401-SS.L-SLC | LINER, REHABILITATE LATERAL BY CURED IN PLACE PIPE (CIPP) | EA
401-SS.L-SLI | LINER, INTERNALLY REINSTATE SERVICE LATERALS | EA
401-SS.L-SLT | LINER, REHABILITATE LATERAL BY TEE-LINER | EA
401-SS.LC-C | LINER, CURED-IN-PLACE PIPE (CIPP), COMPLETE | LS
401-SS.LC08 | LINER, CURED-IN-PLACE (CIPP), 8" PIPE, __ mm THICK | LF
401-SS.LC10 | LINER, CURED-IN-PLACE (CIPP), 10" PIPE, __ mm THICK | LF
401-SS.LC12 | LINER, CURED-IN-PLACE (CIPP), 12" PIPE, __ mm THICK | LF
401-SS.LC14 | LINER, CURED-IN-PLACE (CIPP), 14" PIPE, __ mm THICK | LF
401-SS.LC16 | LINER, CURED-IN-PLACE (CIPP), 16" PIPE, __ mm THICK | LF
401-SS.LC18 | LINER, CURED-IN-PLACE (CIPP), 18" PIPE, __ mm THICK | LF
401-SS.LC22 | LINER, CURED-IN-PLACE (CIPP), 22" PIPE, __ mm THICK | LF
401-SS.LC24 | LINER, CURED-IN-PLACE (CIPP), 24" PIPE, __ mm THICK | LF
401-SS.LC30 | LINER, CURED-IN-PLACE (CIPP), 30" PIPE, __ mm THICK | LF
------------- | ------------------------------------------------------------- | --------------
BES -> 401 -> | 401-SSLC -> 401-SSCI
ItemCode | DESCRIPTION | UMCode
------------ | ------------------------------------------------------------ | ------
401-SS.LC-CI | LINER, CURED-IN-PLACE PIPE (CIPP), ASTM F1216, COMPLETE | LS
401-SS.LC08I | LINER, CURED-IN-PLACE, ASTM F1216, 8" PIPE, __ mm THICK | LF
401-SS.LC10I | LINER, CURED-IN-PLACE, ASTM F1216, 10" PIPE, __ mm THICK | LF
401-SS.LC12I | LINER, CURED-IN-PLACE, ASTM F1216, 12" PIPE, __ mm THICK | LF
401-SS.LC14I | LINER, CURED-IN-PLACE, ASTM F1216, 14" PIPE, __ mm THICK | LF
401-SS.LC16I | LINER, CURED-IN-PLACE, ASTM F1216, 16" PIPE, __ mm THICK | LF
401-SS.LC18I | LINER, CURED-IN-PLACE, ASTM F1216, 18" PIPE, __ mm THICK | LF
401-SS.LC22I | LINER, CURED-IN-PLACE, ASTM F1216, 22" PIPE, __ mm THICK | LF
401-SS.LC24I | LINER, CURED-IN-PLACE, ASTM F1216, 24" PIPE, __ mm THICK | LF
------------- | ------------------------------------------------------------- | --------------
BES -> 401 -> | 401-SSLC -> 401-SSCP
ItemCode | DESCRIPTION | UMCode
------------ | ------------------------------------------------------------ | ------
401-SS.LC-CP | LINER, CURED-IN-PLACE PIPE (CIPP), ASTM F1743, COMPLETE | LS
401-SS.LC08P | LINER, CURED-IN-PLACE, ASTM F1743, 8" PIPE, __ mm THICK | LF
401-SS.LC10P | LINER, CURED-IN-PLACE, ASTM F1743, 10" PIPE, __ mm THICK | LF
401-SS.LC12P | LINER, CURED-IN-PLACE, ASTM F1743, 12" PIPE, __ mm THICK | LF
401-SS.LC14P | LINER, CURED-IN-PLACE, ASTM F1743, 14" PIPE, __ mm THICK | LF
401-SS.LC16P | LINER, CURED-IN-PLACE, ASTM F1743, 16" PIPE, __ mm THICK | LF
401-SS.LC18P | LINER, CURED-IN-PLACE, ASTM F1743, 18" PIPE, __ mm THICK | LF
401-SS.LC22P | LINER, CURED-IN-PLACE, ASTM F1743, 22" PIPE, __ mm THICK | LF
401-SS.LC24P | LINER, CURED-IN-PLACE, ASTM F1743, 24" PIPE, __ mm THICK | LF
------------- | ------------------------------------------------------------- | --------------
BES -> 401 -> | 401-SSLH
ItemCode | DESCRIPTION | UMCode
------------ | ------------------------------------------------------------ | ------
401-SS.LH04 | LINER, PIPE, HDPE, ASTM D3035, DR 17, 4" PIPE | LF
401-SS.LH06 | LINER, PIPE, HDPE, ASTM D3035, DR 17, 6" PIPE | LF
401-SS.LH08 | LINER, PIPE, HDPE, ASTM D3035, DR 17, 8" PIPE | LF
401-SS.LH10 | LINER, PIPE, HDPE, ASTM D3035, DR 17, 10" PIPE | LF
401-SS.LH12 | LINER, PIPE, HDPE, ASTM D3035, DR 17, 12" PIPE | LF
401-SS.LH14 | LINER, PIPE, HDPE, ASTM D3035, DR 17, 14" PIPE | LF
401-SS.LH16 | LINER, PIPE, HDPE, ASTM D3035, DR 17, 16" PIPE | LF
401-SS.LH18 | LINER, PIPE, HDPE, ASTM D3035, DR 17, 18" PIPE | LF
401-SS.LH22 | LINER, PIPE, HDPE, ASTM D3035, DR 17, 22" PIPE | LF
401-SS.LH24 | LINER, PIPE, HDPE, ASTM D3035, DR 17, 24" PIPE | LF
401-SS.LHF04 | LINER, PIPE, 4" FUSION CONNECTION, HDPE, D3035, DR 17 | EA
401-SS.LHF06 | LINER, PIPE, 6" FUSION CONNECTION, HDPE, D3035, DR 17 | EA
401-SS.LHF10 | LINER, PIPE, 10" FUSION CONNECTION, HDPE, D3035, DR 17 | EA
401-SS.LHF12 | LINER, PIPE, 12" FUSION CONNECTION, HDPE, D3035, DR 17 | EA
401-SS.LHI04 | LINER, PIPE, 4" INSERTA-TEE CONNECT, HDPE, D3035, DR 17 | EA
401-SS.LHI06 | LINER, PIPE, 6" INSERTA-TEE CONNECT, HDPE, D3035, DR 17 | EA
401-SS.LHI10 | LINER, PIPE, 10" INSERTA-TEE CONNECT, HDPE, D3035, DR 17 | EA
401-SS.LHI12 | LINER, PIPE, 12" INSERTA-TEE CONNECT, HDPE, D3035, DR 17 | EA
------------- | ------------------------------------------------------------- | --------------
BES -> 402
ItemCode | DESCRIPTION | UMCode
------------ | ------------------------------------------------------------ | ------
402-06 | DEEP CONNECTION RISER | EA
508-01.CPS | CATHODIC PROTECTION SYSTEM | LS
SS-402.3.12 | DISCONNECTION AND RECONNECTION OF EXISTING SERVICE LATERALS | EA
SS-CLEANOUT | CLEANOUT | EA
------------- | ------------------------------------------------------------- | --------------
BES -> 402-01
ItemCode | DESCRIPTION | UMCode
------------ | ------------------------------------------------------------ | ------
------------- | ------------------------------------------------------------- | --------------
BES -> 402-01 | -> 2-CSP-N3
ItemCode | DESCRIPTION | UMCode
------------ | ------------------------------------------------------------ | ------
402-01.N12B | PIPE, CSP, ASTM C-14, CLASS 3, 12", W/"B" BEDDING PIPE ZONE | LF
402-01.N12C | PIPE, CSP, ASTM C-14, CLASS 3, 12", W/"C" BEDDING PIPE ZONE | LF
402-01.N15B | PIPE, CSP, ASTM C-14, CLASS 3, 15", W/"B" BEDDING PIPE ZONE | LF
402-01.N15C | PIPE, CSP, ASTM C-14, CLASS 3, 15", W/"C" BEDDING PIPE ZONE | LF
402-01.N18B | PIPE, CSP, ASTM C-14, CLASS 3, 18", W/"B" BEDDING PIPE ZONE | LF
402-01.N18C | PIPE, CSP, ASTM C-14, CLASS 3, 18", W/"C" BEDDING PIPE ZONE | LF
402-04.N1512 | PIPE, CSP, ASTM C-14, CLASS 3, TEES AND WYES, 15" X 12" | EA
402-04.N1812 | PIPE, CSP, ASTM C-14, CLASS 3, TEES AND WYES, 18" X 12" | EA
402-07.N12 | FIELD FABRICATED 12" CONNECTION, CSP, ASTM C-14, CLASS 3 | EA
402-08.N12 | STORM SEWER INLET LEADS, CSP, ASTM C-14, CLASS 3, 12" | LF
------------- | ------------------------------------------------------------- | --------------
BES -> 402-01 | -> 2-RCP-R3
ItemCode | DESCRIPTION | UMCode
------------ | ------------------------------------------------------------ | ------
402-01.R312B | PIPE, RCP, ASTM C-76, CL. III, 12", W/"B" BEDDING PIPE ZONE | LF
402-01.R312C | PIPE, RCP, ASTM C-76, CL. III, 12", W/"C" BEDDING PIPE ZONE | LF
402-01.R315B | PIPE, RCP, ASTM C-76, CL. III, 15", W/"B" BEDDING PIPE ZONE | LF
402-01.R315C | PIPE, RCP, ASTM C-76, CL. III, 15", W/"C" BEDDING PIPE ZONE | LF
402-01.R318B | PIPE, RCP, ASTM C-76, CL. III, 18", W/"B" BEDDING PIPE ZONE | LF
402-01.R318C | PIPE, RCP, ASTM C-76, CL. III, 18", W/"C" BEDDING PIPE ZONE | LF
402-01.R321B | PIPE, RCP, ASTM C-76, CL. III, 21", W/"B" BEDDING PIPE ZONE | LF
402-01.R321C | PIPE, RCP, ASTM C-76, CL. III, 21", W/"C" BEDDING PIPE ZONE | LF
402-01.R324B | PIPE, RCP, ASTM C-76, CL. III, 24", W/"B" BEDDING PIPE ZONE | LF
402-01.R324C | PIPE, RCP, ASTM C-76, CL. III, 24", W/"C" BEDDING PIPE ZONE | LF
402-04.R315 | PIPE, RCP, ASTM C-76, CLASS III, TEES AND WYES, 15" X 12" | EA
402-04.R318 | PIPE, RCP, ASTM C-76, CLASS III, TEES AND WYES, 18" X 12" | EA
402-04.R321 | PIPE, RCP, ASTM C-76, CLASS III, TEES AND WYES, 21" X 12" | EA
402-04.R324 | PIPE, RCP, ASTM C-76, CLASS III, TEES AND WYES, 24" X 12" | EA
402-07.R312 | FIELD FABRICATED 12" CONNECTION, CSP, ASTM C-76, CLASS III | EA
402-08.R312 | STORM SEWER INLET LEADS, RCP, ASTM C-76, CLASS III, 12" | LF
------------- | ------------------------------------------------------------- | --------------
BES -> 402-01 | -> 2-RCP-R4
ItemCode | DESCRIPTION | UMCode
------------ | ------------------------------------------------------------ | ------
402-01.R412B | PIPE, RCP, ASTM C-76, CLASS IV, 12", W/"B" BEDDING PIPE ZONE | LF
402-01.R412C | PIPE, RCP, ASTM C-76, CLASS IV, 12", W/"C" BEDDING PIPE ZONE | LF
402-01.R415B | PIPE, RCP, ASTM C-76, CLASS IV, 15", W/"B" BEDDING PIPE ZONE | LF
402-01.R415C | PIPE, RCP, ASTM C-76, CLASS IV, 15", W/"C" BEDDING PIPE ZONE | LF
402-01.R418B | PIPE, RCP, ASTM C-76, CLASS IV, 18", W/"B" BEDDING PIPE ZONE | LF
402-01.R418C | PIPE, RCP, ASTM C-76, CLASS IV, 18", W/"C" BEDDING PIPE ZONE | LF
402-01.R421B | PIPE, RCP, ASTM C-76, CLASS IV, 21", W/"B" BEDDING PIPE ZONE | LF
402-01.R421C | PIPE, RCP, ASTM C-76, CLASS IV, 21", W/"C" BEDDING PIPE ZONE | LF
402-01.R424B | PIPE, RCP, ASTM C-76, CLASS IV, 24", W/"B" BEDDING PIPE ZONE | LF
402-01.R424C | PIPE, RCP, ASTM C-76, CLASS IV, 24", W/"C" BEDDING PIPE ZONE | LF
402-01.R427B | PIPE, RCP, ASTM C-76, CLASS IV, 27", W/"B" BEDDING PIPE ZONE | LF
402-01.R427C | PIPE, RCP, ASTM C-76, CLASS IV, 27", W/"C" BEDDING PIPE ZONE | LF
402-01.R430B | PIPE, RCP, ASTM C-76, CLASS IV, 30", W/"B" BEDDING PIPE ZONE | LF
402-01.R430C | PIPE, RCP, ASTM C-76, CLASS IV, 30", W/"C" BEDDING PIPE ZONE | LF
402-01.R436B | PIPE, RCP, ASTM C-76, CLASS IV, 36", W/"B" BEDDING PIPE ZONE | LF
402-01.R436C | PIPE, RCP, ASTM C-76, CLASS IV, 36", W/"C" BEDDING PIPE ZONE | LF
402-01.R442B | PIPE, RCP, ASTM C-76, CLASS IV, 42", W/"B" BEDDING PIPE ZONE | LF
402-01.R442C | PIPE, RCP, ASTM C-76, CLASS IV, 42", W/"C" BEDDING PIPE ZONE | LF
402-01.R448B | PIPE, RCP, ASTM C-76, CLASS IV, 48", W/"B" BEDDING PIPE ZONE | LF
402-01.R448C | PIPE, RCP, ASTM C-76, CLASS IV, 48", W/"C" BEDDING PIPE ZONE | LF
402-01.R454B | PIPE, RCP, ASTM C-76, CLASS IV, 54", W/"B" BEDDING PIPE ZONE | LF
402-01.R454C | PIPE, RCP, ASTM C-76, CLASS IV, 54", W/"C" BEDDING PIPE ZONE | LF
402-01.R460B | PIPE, RCP, ASTM C-76, CLASS IV, 60", W/"B" BEDDING PIPE ZONE | LF
402-01.R460C | PIPE, RCP, ASTM C-76, CLASS IV, 60", W/"C" BEDDING PIPE ZONE | LF
402-01.R472B | PIPE, RCP, ASTM C-76, CLASS IV, 72", W/"B" BEDDING PIPE ZONE | LF
402-01.R472C | PIPE, RCP, ASTM C-76, CLASS IV, 72", W/"C" BEDDING PIPE ZONE | LF
402-04.R415 | PIPE, RCP, ASTM C-76, CLASS IV, TEES AND WYES, 15" X 12" | EA
402-04.R418 | PIPE, RCP, ASTM C-76, CLASS IV, TEES AND WYES, 18" X 12" | EA
402-04.R421 | PIPE, RCP, ASTM C-76, CLASS IV, TEES AND WYES, 21" X 12" | EA
402-04.R424 | PIPE, RCP, ASTM C-76, CLASS IV, TEES AND WYES, 24" X 12" | EA
402-04.R427 | PIPE, RCP, ASTM C-76, CLASS IV, TEES AND WYES, 27" X 12" | EA
402-04.R430 | PIPE, RCP, ASTM C-76, CLASS IV, TEES AND WYES, 30" X 12" | EA
402-04.R436 | PIPE, RCP, ASTM C-76, CLASS IV, TEES AND WYES, 36" X 12" | EA
402-04.R442 | PIPE, RCP, ASTM C-76, CLASS IV, TEES AND WYES, 42" X 12" | EA
402-04.R448 | PIPE, RCP, ASTM C-76, CLASS IV, TEES AND WYES, 48" X 12" | EA
402-04.R454 | PIPE, RCP, ASTM C-76, CLASS IV, TEES AND WYES, 54" X 12" | EA
402-04.R460 | PIPE, RCP, ASTM C-76, CLASS IV, TEES AND WYES, 60" X 12" | EA
402-04.R472 | PIPE, RCP, ASTM C-76, CLASS IV, TEES AND WYES, 72" X 12" | EA
402-07.R412 | FIELD FABRICATED 12" CONNECTION, CSP, ASTM C-76, CLASS IV | EA
402-08.R412 | STORM SEWER INLET LEADS, RCP, ASTM C-76, CLASS IV, 12" | LF
------------- | ------------------------------------------------------------- | --------------
BES -> 402-01 | -> 2-RCP-R5
ItemCode | DESCRIPTION | UMCode
------------ | ------------------------------------------------------------ | ------
402-01.R512B | PIPE, RCP, ASTM C-76, CLASS V, 12", W/"B" BEDDING PIPE ZONE | LF
402-01.R512C | PIPE, RCP, ASTM C-76, CLASS V, 12", W/"C" BEDDING PIPE ZONE | LF
402-01.R515B | PIPE, RCP, ASTM C-76, CLASS V, 15", W/"B" BEDDING PIPE ZONE | LF
402-01.R515C | PIPE, RCP, ASTM C-76, CLASS V, 15", W/"C" BEDDING PIPE ZONE | LF
402-01.R518B | PIPE, RCP, ASTM C-76, CLASS V, 18", W/"B" BEDDING PIPE ZONE | LF
402-01.R518C | PIPE, RCP, ASTM C-76, CLASS V, 18", W/"C" BEDDING PIPE ZONE | LF
402-01.R521B | PIPE, RCP, ASTM C-76, CLASS V, 21", W/"B" BEDDING PIPE ZONE | LF
402-01.R521C | PIPE, RCP, ASTM C-76, CLASS V, 21", W/"C" BEDDING PIPE ZONE | LF
402-01.R524B | PIPE, RCP, ASTM C-76, CLASS V, 24", W/"B" BEDDING PIPE ZONE | LF
402-01.R524C | PIPE, RCP, ASTM C-76, CLASS V, 24", W/"C" BEDDING PIPE ZONE | LF
402-01.R527B | PIPE, RCP, ASTM C-76, CLASS V, 27", W/"B" BEDDING PIPE ZONE | LF
402-01.R527C | PIPE, RCP, ASTM C-76, CLASS V, 27", W/"C" BEDDING PIPE ZONE | LF
402-01.R530B | PIPE, RCP, ASTM C-76, CLASS V, 30", W/"B" BEDDING PIPE ZONE | LF
402-01.R530C | PIPE, RCP, ASTM C-76, CLASS V, 30", W/"C" BEDDING PIPE ZONE | LF
402-01.R536B | PIPE, RCP, ASTM C-76, CLASS V, 36", W/"B" BEDDING PIPE ZONE | LF
402-01.R536C | PIPE, RCP, ASTM C-76, CLASS V, 36", W/"C" BEDDING PIPE ZONE | LF
402-01.R548B | PIPE, RCP, ASTM C-76, CLASS V, 48", W/"B" BEDDING PIPE ZONE | LF
402-01.R548C | PIPE, RCP, ASTM C-76, CLASS V, 48", W/"C" BEDDING PIPE ZONE | LF
402-01.R554B | PIPE, RCP, ASTM C-76, CLASS V, 54", W/"B" BEDDING PIPE ZONE | LF
402-01.R554C | PIPE, RCP, ASTM C-76, CLASS V, 54", W/"C" BEDDING PIPE ZONE | LF
402-01.R560B | PIPE, RCP, ASTM C-76, CLASS V, 60", W/"B" BEDDING PIPE ZONE | LF
402-01.R560C | PIPE, RCP, ASTM C-76, CLASS V, 60", W/"C" BEDDING PIPE ZONE | LF
402-01.R572B | PIPE, RCP, ASTM C-76, CLASS V, 72", W/"B" BEDDING PIPE ZONE | LF
402-01.R572C | PIPE, RCP, ASTM C-76, CLASS V, 72", W/"C" BEDDING PIPE ZONE | LF
402-04.R515 | PIPE, RCP, ASTM C-76, CLASS V, TEES AND WYES, 15" X 12" | EA
402-04.R518 | PIPE, RCP, ASTM C-76, CLASS V, TEES AND WYES, 18" X 12" | EA
402-04.R521 | PIPE, RCP, ASTM C-76, CLASS V, TEES AND WYES, 21" X 12" | EA
402-04.R524 | PIPE, RCP, ASTM C-76, CLASS V, TEES AND WYES, 24" X 12" | EA
402-04.R527 | PIPE, RCP, ASTM C-76, CLASS V, TEES AND WYES, 27" X 12" | EA
402-04.R530 | PIPE, RCP, ASTM C-76, CLASS V, TEES AND WYES, 30" X 12" | EA
402-04.R536 | PIPE, RCP, ASTM C-76, CLASS V, TEES AND WYES, 36" X 12" | EA
402-04.R548 | PIPE, RCP, ASTM C-76, CLASS V, TEES AND WYES, 48" X 12" | EA
402-04.R554 | PIPE, RCP, ASTM C-76, CLASS V, TEES AND WYES, 54" X 12" | EA
402-04.R560 | PIPE, RCP, ASTM C-76, CLASS V, TEES AND WYES, 60" X 12" | EA
402-04.R572 | PIPE, RCP, ASTM C-76, CLASS V, TEES AND WYES, 72" X 12" | EA
402-07.R512 | FIELD FABRICATED 12" CONNECTION, CSP, ASTM C-76, CLASS V | EA
402-08.R512 | STORM SEWER INLET LEADS, RCP, ASTM C-76, CLASS V, 12" | LF
------------- | ------------------------------------------------------------- | --------------
BES -> 402-01 | -> 5-DIP-52
ItemCode | DESCRIPTION | UMCode
------------ | ------------------------------------------------------------ | ------
402-01.D204Z | PIPE, DUCTILE IRON, AWWA C-150, CLASS 52, 4", W/PIPE ZONE | LF
402-01.D206Z | PIPE, DUCTILE IRON, AWWA C-150, CLASS 52, 6", W/PIPE ZONE | LF
402-01.D208Z | PIPE, DUCTILE IRON, AWWA C-150, CLASS 52, 8", W/PIPE ZONE | LF
402-01.D210Z | PIPE, DUCTILE IRON, AWWA C-150, CLASS 52, 10", W/PIPE ZONE | LF
402-01.D212Z | PIPE, DUCTILE IRON, AWWA C-150, CLASS 52, 12", W/PIPE ZONE | LF
402-01.D214Z | PIPE, DUCTILE IRON, AWWA C-150, CLASS 52, 14", W/PIPE ZONE | LF
402-01.D216Z | PIPE, DUCTILE IRON, AWWA C-150, CLASS 52, 16", W/PIPE ZONE | LF
402-01.D218Z | PIPE, DUCTILE IRON, AWWA C-150, CLASS 52, 18", W/PIPE ZONE | LF
402-01.D220X | PIPE, DUCTILE IRON, AWWA C-150, CLASS 52, 20", W/PIPE ZONE | LF
402-01.D224Z | PIPE, DUCTILE IRON, AWWA C-150, CLASS 52, 24", W/PIPE ZONE | LF
402-01.D230Z | PIPE, DUCTILE IRON, AWWA C-150, CLASS 52, 30", W/PIPE ZONE | LF
402-01.D236Z | PIPE, DUCTILE IRON, AWWA C-150, CLASS 52, 36", W/PIPE ZONE | LF
402-01.D242Z | PIPE, DUCTILE IRON, AWWA C-150, CLASS 52, 42", W/PIPE ZONE | LF
402-01.D248Z | PIPE, DUCTILE IRON, AWWA C-150, CLASS 52, 48", W/PIPE ZONE | LF
402-01.D254Z | PIPE, DUCTILE IRON, AWWA C-150, CLASS 52, 54", W/PIPE ZONE | LF
402-01.D260Z | PIPE, DUCTILE IRON, AWWA C-150, CLASS 52, 60", W/PIPE ZONE | LF
402-01.D272Z | PIPE, DUCTILE IRON, AWWA C-150, CLASS 52, 72", W/PIPE ZONE | LF
402-01.D284Z | PIPE, DUCTILE IRON, AWWA C-150, CLASS 52, 84", W/PIPE ZONE | LF
402-01.D296Z | PIPE, DUCTILE IRON, AWWA C-150, CLASS 52, 96", W/PIPE ZONE | LF
402-04D20804 | PIPE, DIP, AWWA C-150, CLASS 52, TEES AND WYES, 8" X 4" | EA
402-04D20806 | PIPE, DIP, AWWA C-150, CLASS 52, TEES AND WYES, 8" X 6" | EA
402-04D21004 | PIPE, DIP, AWWA C-150, CLASS 52, TEES AND WYES, 10" X 4" | EA
402-04D21006 | PIPE, DIP, AWWA C-150, CLASS 52, TEES AND WYES, 10" X 6" | EA
402-04D21206 | PIPE, DIP, AWWA C-150, CLASS 52, TEES AND WYES, 12" X 6" | EA
402-04D21208 | PIPE, DIP, AWWA C-150, CLASS 52, TEES AND WYES, 12" X 8" | EA
402-04D21404 | PIPE, DIP, AWWA C-150, CLASS 52, TEES AND WYES, 14" X 4" | EA
402-04D21406 | PIPE, DIP, AWWA C-150, CLASS 52, TEES AND WYES, 14" X 6" | EA
402-04D21604 | PIPE, DIP, AWWA C-150, CLASS 52, TEES AND WYES, 16" X 4" | EA
402-04D21606 | PIPE, DIP, AWWA C-150, CLASS 52, TEES AND WYES, 16" X 6" | EA
402-04D21804 | PIPE, DIP, AWWA C-150, CLASS 52, TEES AND WYES, 18" X 4" | EA
402-04D21806 | PIPE, DIP, AWWA C-150, CLASS 52, TEES AND WYES, 18" X 6" | EA
402-04D22004 | PIPE, DIP, AWWA C-150, CLASS 52, TEES AND WYES, 20" X 4" | EA
402-04D22006 | PIPE, DIP, AWWA C-150, CLASS 52, TEES AND WYES, 20" X 6" | EA
402-04D22404 | PIPE, DIP, AWWA C-150, CLASS 52, TEES AND WYES, 24" X 4" | EA
402-04D22406 | PIPE, DIP, AWWA C-150, CLASS 52, TEES AND WYES, 24" X 6" | EA
402-04D23004 | PIPE, DIP, AWWA C-150, CLASS 52, TEES AND WYES, 30" X 4" | EA
402-04D23006 | PIPE, DIP, AWWA C-150, CLASS 52, TEES AND WYES, 30" X 6" | EA
402-04D23604 | PIPE, DIP, AWWA C-150, CLASS 52, TEES AND WYES, 36" X 4" | EA
402-04D23606 | PIPE, DIP, AWWA C-150, CLASS 52, TEES AND WYES, 36" X 6" | EA
402-04D24204 | PIPE, DIP, AWWA C-150, CLASS 52, TEES AND WYES, 42" X 4" | EA
402-04D24206 | PIPE, DIP, AWWA C-150, CLASS 52, TEES AND WYES, 42" X 6" | EA
402-04D24804 | PIPE, DIP, AWWA C-150, CLASS 52, TEES AND WYES, 48" X 4" | EA
402-04D24806 | PIPE, DIP, AWWA C-150, CLASS 52, TEES AND WYES, 48" X 6" | EA
402-08.D210 | STORM SEWER INLET LEADS, DIP, AWWA C-150, CLASS 52, 10" | LF
402-08.D212 | STORM SEWER INLET LEADS, DIP, AWWA C-150, CLASS 52, 12" | LF
------------- | ------------------------------------------------------------- | --------------
BES -> 402-01 | -> 7-PVC-35
ItemCode | DESCRIPTION | UMCode
------------ | ------------------------------------------------------------ | ------
402-01.P304Z | PIPE, PVC, ASTM D3034, SDR 35, 4", W/PIPE ZONE | LF
402-01.P306Z | PIPE, PVC, ASTM D3034, SDR 35, 6", W/PIPE ZONE | LF
402-01.P308V | PIPE, PVC, ASTM D3034, SDR 35, 8", W/PIPE ZONE | LF
402-01.P310Z | PIPE, PVC, ASTM D3034, SDR 35, 1O", W/PIPE ZONE | LF
402-01.P312Z | PIPE, PVC, ASTM D3034, SDR 35, 12", W/PIPE ZONE | LF
402-01.P315Z | PIPE, PVC, ASTM D3034, SDR 35, 15", W/PIPE ZONE | LF
402-02.P306 | PIPE, PVC, ASTM D3034, SDR 35, PERFORATED UNDERDRAINS, 6" | LF
402-02.P308 | PIPE, PVC, ASTM D3034, SDR 35, PERFORATED UNDERDRAINS, 8" | LF
402-04P30804 | PIPE, PVC, ASTM D3034, SDR 35, TEES AND WYES, 8" X 4" | EA
402-04P30806 | PIPE, PVC, ASTM D3034, SDR 35, TEES AND WYES, 8" X 6" | EA
402-04P31004 | PIPE, PVC, ASTM D3034, SDR 35, TEES AND WYES, 10" X 4" | EA
402-04P31006 | PIPE, PVC, ASTM D3034, SDR 35, TEES AND WYES, 10" X 6" | EA
402-04P31204 | PIPE, PVC, ASTM D3034, SDR 35, TEES AND WYES, 12" X 4" | EA
402-04P31206 | PIPE, PVC, ASTM D3034, SDR 35, TEES AND WYES, 12" X 6" | EA
402-04P31504 | PIPE, PVC, ASTM D3034, SDR 35, TEES AND WYES, 15" X 4" | EA
402-04P31506 | PIPE, PVC, ASTM D3034, SDR 35, TEES AND WYES, 15" X 6" | EA
402-07.P304 | FIELD FABRICATED 4" CONNECTION, PVC, ASTM D3034, SDR 35 | EA
402-07.P306 | FIELD FABRICATED 6" CONNECTION, PVC, ASTM D3034, SDR 35 | EA
402-08.P310 | STORM SEWER INLET LEADS, PVC, ASTM D3034, SDR 35, 10" | LF
402-08.P312 | STORM SEWER INLET LEADS, PVC, ASTM D3034, SDR 35, 12" | LF
------------- | ------------------------------------------------------------- | --------------
BES -> 402-01 | -> 7-PVC-90
ItemCode | DESCRIPTION | UMCode
------------ | ------------------------------------------------------------ | ------
402-01.P904Z | PIPE, PVC, AWWA C-900, 4", W/PIPE ZONE | LF
402-01.P906Z | PIPE, PVC, AWWA C-900, 6", W/PIPE ZONE | LF
402-01.P908Z | PIPE, PVC, AWWA C-900, 8", W/PIPE ZONE | LF
402-01.P910Z | PIPE, PVC, AWWA C-900, 1O", W/PIPE ZONE | LF
402-01.P912Z | PIPE, PVC, AWWA C-900, 12", W/PIPE ZONE | LF
402-02.P906 | PIPE, PVC, AWWA C-900, PERFORATED UNDERDRAINS, 6" | LF
402-02.P908 | PIPE, PVC, AWWA C-900, PERFORATED UNDERDRAINS, 8" | LF
402-04P90804 | PIPE, PVC, AWWA C-900, TEES AND WYES, 8" X 4" | EA
402-04P90806 | PIPE, PVC, AWWA C-900, TEES AND WYES, 8" X 6" | EA
402-04P91004 | PIPE, PVC, AWWA C-900, TEES AND WYES, 10" X 4" | EA
402-04P91006 | PIPE, PVC, AWWA C-900, TEES AND WYES, 10" X 6" | EA
402-04P91204 | PIPE, PVC, AWWA C-900, TEES AND WYES, 12" X 4" | EA
402-04P91206 | PIPE, PVC, AWWA C-900, TEES AND WYES, 12" X 6" | EA
402-07.P904 | FIELD FABRICATED 4" CONNECTION, PVC, AWWA C-900 | EA
402-07.P906 | FIELD FABRICATED 6" CONNECTION, PVC, AWWA C-900 | EA
402-07.P910 | FIELD FABRICATED 10" CONNECTION, PVC, AWWA C-900 | EA
402-07.P912 | FIELD FABRICATED 12" CONNECTION, PVC, AWWA C-900 | EA
402-08.P910 | STORM SEWER INLET LEADS, PVC, AWWA C-900, 10" | LF
402-08.P912 | STORM SEWER INLET LEADS, PVC, AWWA C-900, 12" | LF
------------- | ------------------------------------------------------------- | --------------
BES -> 402-01 | -> 8-HDPE17
ItemCode | DESCRIPTION | UMCode
------------ | ------------------------------------------------------------ | ------
402-01.H704Z | PIPE, HDPE, ASTM D3035, DR 17, 4", W/PIPE ZONE | LF
402-01.H706Z | PIPE, HDPE, ASTM D3035, DR 17, 6", W/PIPE ZONE | LF
402-01.H708Z | PIPE, HDPE, ASTM D3035, DR 17, 8", W/PIPE ZONE | LF
402-01.H710Z | PIPE, HDPE, ASTM D3035, DR 17, 10", W/PIPE ZONE | LF
402-01.H712Z | PIPE, HDPE, ASTM D3035, DR 17, 12", W/PIPE ZONE | LF
402-01.H714Z | PIPE, HDPE, ASTM D3035, DR 17, 14", W/PIPE ZONE | LF
402-01.H716Z | PIPE, HDPE, ASTM D3035, DR 17, 16", W/PIPE ZONE | LF
402-01.H718Z | PIPE, HDPE, ASTM D3035, DR 17, 18", W/PIPE ZONE | LF
402-01.H722Z | PIPE, HDPE, ASTM D3035, DR 17, 22", W/PIPE ZONE | LF
402-01.H724Z | PIPE, HDPE, ASTM D3035, DR 17, 24", W/PIPE ZONE | LF
402-01.H726Z | PIPE, HDPE, ASTM D3035, DR 17, 26", W/PIPE ZONE | LF
402-01.H728Z | PIPE, HDPE, ASTM D3035, DR 17, 28", W/PIPE ZONE | LF
402-01.H730Z | PIPE, HDPE, ASTM D3035, DR 17, 30", W/PIPE ZONE | LF
402-01.H732Z | PIPE, HDPE, ASTM D3035, DR 17, 32", W/PIPE ZONE | LF
402-01.H734Z | PIPE, HDPE, ASTM D3035, DR 17, 34", W/PIPE ZONE | LF
402-01.H736Z | PIPE, HDPE, ASTM D3035, DR 17, 36", W/PIPE ZONE | LF
402-01.H742Z | PIPE, HDPE, ASTM D3035, DR 17, 42", W/PIPE ZONE | LF
402-01.H748Z | PIPE, HDPE, ASTM D3035, DR 17, 48", W/PIPE ZONE | LF
402-01.H754Z | PIPE, HDPE, ASTM D3035, DR 17, 54", W/PIPE ZONE | LF
402-07.H7F04 | FIELD FABRICATED 4" FUSION CONNECTION, HDPE, D3035, DR 17 | EA
402-07.H7F06 | FIELD FABRICATED 6" FUSION CONNECTION, HDPE, D3035, DR 17 | EA
402-07.H7F10 | FIELD FABRICATED 10" FUSION CONNECTION, HDPE, D3035, DR 17 | EA
402-07.H7F12 | FIELD FABRICATED 12" FUSION CONNECTION, HDPE, D3035, DR 17 | EA
402-07.H7I04 | FIELD FABRICATED 4" INSERTA-TEE CONNECT, HDPE, D3035, DR 17 | EA
402-07.H7I06 | FIELD FABRICATED 6" INSERTA-TEE CONNECT, HDPE, D3035, DR 17 | EA
402-07.H7I10 | FIELD FABRICATED 10" INSERTA-TEE CONNECT, HDPE, D3035, DR 17 | EA
402-07.H7I12 | FIELD FABRICATED 12" INSERTA-TEE CONNECT, HDPE, D3035, DR 17 | EA
402-08.H710 | STORM SEWER INLET LEADS, HDPE, ASTM D3035, DR 17, 10" | LF
402-08.H712 | STORM SEWER INLET LEADS, HDPE, ASTM D3035, DR 17, 12" | LF
------------- | ------------------------------------------------------------- | --------------
BES -> 402-01 | -> 8-HDPE21
ItemCode | DESCRIPTION | UMCode
------------ | ------------------------------------------------------------ | ------
402-01.H104Z | PIPE, HDPE, ASTM D3035, DR 21, 4", W/PIPE ZONE | LF
402-01.H106Z | PIPE, HDPE, ASTM D3035, DR 21, 6", W/PIPE ZONE | LF
402-01.H108Z | PIPE, HDPE, ASTM D3035, DR 21, 8", W/PIPE ZONE | LF
402-01.H110Z | PIPE, HDPE, ASTM D3035, DR 21, 10", W/PIPE ZONE | LF
402-01.H112Z | PIPE, HDPE, ASTM D3035, DR 21, 12", W/PIPE ZONE | LF
402-01.H114Z | PIPE, HDPE, ASTM D3035, DR 21, 14", W/PIPE ZONE | LF
402-01.H116Z | PIPE, HDPE, ASTM D3035, DR 21, 16", W/PIPE ZONE | LF
402-01.H118Z | PIPE, HDPE, ASTM D3035, DR 21, 18", W/PIPE ZONE | LF
402-01.H122Z | PIPE, HDPE, ASTM D3035, DR 21, 22", W/PIPE ZONE | LF
402-01.H124Z | PIPE, HDPE, ASTM D3035, DR 21, 24", W/PIPE ZONE | LF
402-01.H126Z | PIPE, HDPE, ASTM D3035, DR 21, 26", W/PIPE ZONE | LF
402-01.H128Z | PIPE, HDPE, ASTM D3035, DR 21, 28", W/PIPE ZONE | LF
402-01.H130Z | PIPE, HDPE, ASTM D3035, DR 21, 30", W/PIPE ZONE | LF
402-01.H132Z | PIPE, HDPE, ASTM D3035, DR 21, 32", W/PIPE ZONE | LF
402-01.H134Z | PIPE, HDPE, ASTM D3035, DR 21, 34", W/PIPE ZONE | LF
402-01.H136Z | PIPE, HDPE, ASTM D3035, DR 21, 36", W/PIPE ZONE | LF
402-01.H142Z | PIPE, HDPE, ASTM D3035, DR 21, 42", W/PIPE ZONE | LF
402-01.H148Z | PIPE, HDPE, ASTM D3035, DR 21, 48", W/PIPE ZONE | LF
402-01.H154Z | PIPE, HDPE, ASTM D3035, DR 21, 54", W/PIPE ZONE | LF
402-07.H1F04 | FIELD FABRICATED 4" FUSION CONNECTION, HDPE, D3035, DR 21 | EA
402-07.H1F06 | FIELD FABRICATED 6" FUSION CONNECTION, HDPE, D3035, DR 21 | EA
402-07.H1F10 | FIELD FABRICATED 10" FUSION CONNECTION, HDPE, D3035, DR 21 | EA
402-07.H1F12 | FIELD FABRICATED 12" FUSION CONNECTION, HDPE, D3035, DR 21 | EA
402-07.H1I04 | FIELD FABRICATED 4" INSERTA-TEE CONNECT, HDPE, D3035, DR 21 | EA
402-07.H1I06 | FIELD FABRICATED 6" INSERTA-TEE CONNECT, HDPE, D3035, DR 21 | EA
402-07.H1I10 | FIELD FABRICATED 10" INSERTA-TEE CONNECT, HDPE, D3035, DR 21 | EA
402-07.H1I12 | FIELD FABRICATED 12" INSERTA-TEE CONNECT, HDPE, D3035, DR 21 | EA
402-08.H110 | STORM SEWER INLET LEADS, HDPE, ASTM D3035, DR 21, 10" | LF
402-08.H112 | STORM SEWER INLET LEADS, HDPE, ASTM D3035, DR 21, 12" | LF
------------- | ------------------------------------------------------------- | --------------
BES -> 402-01 | -> 8-HDPE26
ItemCode | DESCRIPTION | UMCode
------------ | ------------------------------------------------------------ | ------
402-01.H604Z | PIPE, HDPE, ASTM D3035, DR 26, 4", W/PIPE ZONE | LF
402-01.H606Z | PIPE, HDPE, ASTM D3035, DR 26, 6", W/PIPE ZONE | LF
402-01.H608Z | PIPE, HDPE, ASTM D3035, DR 26, 8", W/PIPE ZONE | LF
402-01.H610Z | PIPE, HDPE, ASTM D3035, DR 26, 10", W/PIPE ZONE | LF
402-01.H612Z | PIPE, HDPE, ASTM D3035, DR 26, 12", W/PIPE ZONE | LF
402-01.H614Z | PIPE, HDPE, ASTM D3035, DR 26, 14", W/PIPE ZONE | LF
402-01.H616Z | PIPE, HDPE, ASTM D3035, DR 26, 16", W/PIPE ZONE | LF
402-01.H618Z | PIPE, HDPE, ASTM D3035, DR 26, 18", W/PIPE ZONE | LF
402-01.H622Z | PIPE, HDPE, ASTM D3035, DR 26, 22", W/PIPE ZONE | LF
402-01.H624Z | PIPE, HDPE, ASTM D3035, DR 26, 24", W/PIPE ZONE | LF
402-01.H626Z | PIPE, HDPE, ASTM D3035, DR 26, 26", W/PIPE ZONE | LF
402-01.H628Z | PIPE, HDPE, ASTM D3035, DR 26, 28", W/PIPE ZONE | LF
402-01.H630Z | PIPE, HDPE, ASTM D3035, DR 26, 30", W/PIPE ZONE | LF
402-01.H632Z | PIPE, HDPE, ASTM D3035, DR 26, 32", W/PIPE ZONE | LF
402-01.H634Z | PIPE, HDPE, ASTM D3035, DR 26, 34", W/PIPE ZONE | LF
402-01.H636Z | PIPE, HDPE, ASTM D3035, DR 26, 36", W/PIPE ZONE | LF
402-01.H642Z | PIPE, HDPE, ASTM D3035, DR 26, 42", W/PIPE ZONE | LF
402-01.H648Z | PIPE, HDPE, ASTM D3035, DR 26, 48", W/PIPE ZONE | LF
402-01.H654Z | PIPE, HDPE, ASTM D3035, DR 26, 54", W/PIPE ZONE | LF
402-07.H6F04 | FIELD FABRICATED 4" FUSION CONNECTION, HDPE, D3035, DR 26 | EA
402-07.H6F06 | FIELD FABRICATED 6" FUSION CONNECTION, HDPE, D3035, DR 26 | EA
402-07.H6F10 | FIELD FABRICATED 10" FUSION CONNECTION, HDPE, D3035, DR 26 | EA
402-07.H6F12 | FIELD FABRICATED 12" FUSION CONNECTION, HDPE, D3035, DR 26 | EA
402-07.H6I04 | FIELD FABRICATED 4" INSERTA-TEE CONNECT, HDPE, D3035, DR 26 | EA
402-07.H6I06 | FIELD FABRICATED 6" INSERTA-TEE CONNECT, HDPE, D3035, DR 26 | EA
402-07.H6I10 | FIELD FABRICATED 10" INSERTA-TEE CONNECT, HDPE, D3035, DR 26 | EA
402-07.H6I12 | FIELD FABRICATED 12" INSERTA-TEE CONNECT, HDPE, D3035, DR 26 | EA
402-08.H610 | STORM SEWER INLET LEADS, HDPE, ASTM D3035, DR 26, 10" | LF
402-08.H612 | STORM SEWER INLET LEADS, HDPE, ASTM D3035, DR 26, 12" | LF
------------- | ------------------------------------------------------------- | --------------
BES -> 402-05
ItemCode | DESCRIPTION | UMCode
------------ | ------------------------------------------------------------ | ------
------------- | ------------------------------------------------------------- | --------------
BES -> 402-05 | -> 402-05A
ItemCode | DESCRIPTION | UMCode
------------ | ------------------------------------------------------------ | ------
402-05.C06 | CONCRETE CLOSURE COLLAR, 6" PIPE | EA
402-05.C08 | CONCRETE CLOSURE COLLAR, 8" PIPE | EA
402-05.C10 | CONCRETE CLOSURE COLLAR, 10" PIPE | EA
402-05.C12 | CONCRETE CLOSURE COLLAR, 12" PIPE | EA
402-05.C14 | CONCRETE CLOSURE COLLAR, 14" PIPE | EA
402-05.C15 | CONCRETE CLOSURE COLLAR, 15" PIPE | EA
402-05.C16 | CONCRETE CLOSURE COLLAR, 16" PIPE | EA
402-05.C18 | CONCRETE CLOSURE COLLAR, 18" PIPE | EA
402-05.C20 | CONCRETE CLOSURE COLLAR, 20" PIPE | EA
402-05.C21 | CONCRETE CLOSURE COLLAR, 21" PIPE | EA
402-05.C22 | CONCRETE CLOSURE COLLAR, 22" PIPE | EA
402-05.C24 | CONCRETE CLOSURE COLLAR, 24" PIPE | EA
402-05.C26 | CONCRETE CLOSURE COLLAR, 26" PIPE | EA
402-05.C27 | CONCRETE CLOSURE COLLAR, 27" PIPE | EA
402-05.C28 | CONCRETE CLOSURE COLLAR, 28" PIPE | EA
402-05.C30 | CONCRETE CLOSURE COLLAR, 30" PIPE | EA
402-05.C32 | CONCRETE CLOSURE COLLAR, 32" PIPE | EA
402-05.C34 | CONCRETE CLOSURE COLLAR, 34" PIPE | EA
402-05.C36 | CONCRETE CLOSURE COLLAR, 36" PIPE | EA
402-05.C42 | CONCRETE CLOSURE COLLAR, 42" PIPE | EA
402-05.C48 | CONCRETE CLOSURE COLLAR, 48" PIPE | EA
402-05.C54 | CONCRETE CLOSURE COLLAR, 54" PIPE | EA
402-05.C60 | CONCRETE CLOSURE COLLAR, 60" PIPE | EA
402-05.C72 | CONCRETE CLOSURE COLLAR, 72" PIPE | EA
402-05.C84 | CONCRETE CLOSURE COLLAR, 84" PIPE | EA
402-05C96 | CONCRETE CLOSURE COLLAR, 96" PIPE | EA
------------- | ------------------------------------------------------------- | --------------
BES -> 402-05 | -> 402-05B
ItemCode | DESCRIPTION | UMCode
------------ | ------------------------------------------------------------ | ------
402-05.F04 | FLEXIBLE COUPLING CLOSURE COLLAR, 4" PIPE | EA
402-05.F06 | FLEXIBLE COUPLING CLOSURE COLLAR, 6" PIPE | EA
402-05.F08 | FLEXIBLE COUPLING CLOSURE COLLAR, 8" PIPE | EA
402-05.F10 | FLEXIBLE COUPLING CLOSURE COLLAR, 10" PIPE | EA
402-05.F12 | FLEXIBLE COUPLING CLOSURE COLLAR, 12" PIPE | EA
402-05.F14 | FLEXIBLE COUPLING CLOSURE COLLAR, 14" PIPE | EA
402-05.F15 | FLEXIBLE COUPLING CLOSURE COLLAR, 15" PIPE | EA
402-05.F16 | FLEXIBLE COUPLING CLOSURE COLLAR, 16" PIPE | EA
402-05.F18 | FLEXIBLE COUPLING CLOSURE COLLAR, 18" PIPE | EA
402-05.F20 | FLEXIBLE COUPLING CLOSURE COLLAR, 20" PIPE | EA
402-05.F21 | FLEXIBLE COUPLING CLOSURE COLLAR, 21" PIPE | EA
402-05.F22 | FLEXIBLE COUPLING CLOSURE COLLAR, 22" PIPE | EA
402-05.F24 | FLEXIBLE COUPLING CLOSURE COLLAR, 24" PIPE | EA
402-05.F26 | FLEXIBLE COUPLING CLOSURE COLLAR, 26" PIPE | EA
402-05.F27 | FLEXIBLE COUPLING CLOSURE COLLAR, 27" PIPE | EA
------------- | ------------------------------------------------------------- | --------------
BES -> 403
ItemCode | DESCRIPTION | UMCode
------------ | ------------------------------------------------------------ | ------
403-06 | ANCHOR WALLS | EA
403-07.DS | DIVERSION STRUCTURE | LS
------------- | ------------------------------------------------------------- | --------------
BES -> 403-01
ItemCode | DESCRIPTION | UMCode
------------ | ------------------------------------------------------------ | ------
206-03.2 | RECONSTRUCTING CONCRETE MANHOLES | EA
403-01.0488 | MANHOLE, STANDARD PRECAST CONCRETE, 48" ID, 0 TO 8 FEET DEEP | EA
403-01.048O | MANHOLE, STANDARD PRECAST CONCRETE, 48" ID, DEPTH OVER 8' | LF
403-01.0608 | MANHOLE, STANDARD PRECAST CONCRETE, 60" ID, 0 TO 8 FEET DEEP | EA
403-01.060O | MANHOLE, STANDARD PRECAST CONCRETE, 60" ID, DEPTH OVER 8' | LF
403-01.0728 | MANHOLE, STANDARD PRECAST CONCRETE, 72" ID, 0 TO 8 FEET DEEP | EA
403-01.072O | MANHOLE, STANDARD PRECAST CONCRETE, 72" ID, DEPTH OVER 8' | LF
403-01.0848 | MANHOLE, STANDARD PRECAST CONCRETE, 84" ID, 0 TO 8 FEET DEEP | EA
403-01.084O | MANHOLE, STANDARD PRECAST CONCRETE, 84" ID, DEPTH OVER 8' | LF
403-01.0968 | MANHOLE, STANDARD PRECAST CONCRETE, 96" ID, 0 TO 8 FEET DEEP | EA
403-01.096O | MANHOLE, STANDARD PRECAST CONCRETE, 96" ID, DEPTH OVER 8' | LF
403-01.1088 | MANHOLE, STANDARD PRECAST CONCRETE, 108" ID, 0 TO 8' DEEP | EA
403-01.108O | MANHOLE, STANDARD PRECAST CONCRETE, 108" ID, DEPTH OVER 8' | LF
403-01.1208 | MANHOLE, STANDARD PRECAST CONCRETE, 120" ID, 0 TO 8' DEEP | EA
403-01.120O | MANHOLE, STANDARD PRECAST CONCRETE, 120" ID, DEPTH OVER 8' | LF
403-02.I-8 | MANHOLE, INSIDE DROP ASSEMBLY, 0 TO 8 FEET DEEP | EA
403-02.I-O | MANHOLE, INSIDE DROP ASSEMBLY, DEPTH OVER 8 FEET | LF
403-02.O-8 | MANHOLE, OUTSIDE DROP ASSEMBLY, 0 TO 8 FEET DEEP | EA
403-02.O-O | MANHOLE, OUTSIDE DROP ASSEMBLY, DEPTH OVER 8 FEET | LF
403-04.RR | MANHOLE, FRAME AND COVERS, REMOVE AND REPLACE, 24" | EA
403-04.RR-C | MANHOLE, COVERS, REMOVE AND REPLACE, 24" | EA
403-04.RR-F | MANHOLE, FRAME, REMOVE & REPLACE, 24" | EA
403-04.T24 | MANHOLE, FRAME AND COVER, TAMPERPROOF, 24" | EA
403-04.W24 | MANHOLE, FRAME AND COVER, WATERTIGHT, 24" | EA
404-03. | CONNECTION TO EXISTING MANHOLE | EA
404-04.M-CY | ABANDON AND FILL MANHOLE | CY
404-04.M-EA | ABANDON AND FILL MANHOLE | EA
404-05.M | ADJUST EXISTING MANHOLE TO GRADE | EA
404-06 | RECONSTRUCT MANHOLE BASE | EA
SS-MH ST-R&R | MANHOLE STEPS, REMOVE AND REPLACE | EA
------------- | ------------------------------------------------------------- | --------------
BES -> 403-05
ItemCode | DESCRIPTION | UMCode
------------ | ------------------------------------------------------------ | ------
403-05.006 | CONCRETE ENCASEMENT, 6" PIPE | LF
403-05.008 | CONCRETE ENCASEMENT, 8" PIPE | LF
403-05.010 | CONCRETE ENCASEMENT, 10" PIPE | LF
403-05.012 | CONCRETE ENCASEMENT, 12" PIPE | LF
403-05.015 | CONCRETE ENCASEMENT, 15" PIPE | LF
403-05.018 | CONCRETE ENCASEMENT, 18" PIPE | LF
403-05.021 | CONCRETE ENCASEMENT, 21" PIPE | LF
403-05.024 | CONCRETE ENCASEMENT, 24" PIPE | LF
403-05.027 | CONCRETE ENCASEMENT, 27" PIPE | LF
403-05.030 | CONCRETE ENCASEMENT, 30" PIPE | LF
403-05.036 | CONCRETE ENCASEMENT, 36" PIPE | LF
403-05.042 | CONCRETE ENCASEMENT, 42" PIPE | LF
403-05.048 | CONCRETE ENCASEMENT, 48" PIPE | LF
403-05.054 | CONCRETE ENCASEMENT, 54" PIPE | LF
403-05.060 | CONCRETE ENCASEMENT, 60" PIPE | LF
403-05.072 | CONCRETE ENCASEMENT, 72" PIPE | LF
403-05.084 | CONCRETE ENCASEMENT, 84" PIPE | LF
403-05.096 | CONCRETE ENCASEMENT, 96" PIPE | LF
------------- | ------------------------------------------------------------- | --------------
BES -> 403-08
ItemCode | DESCRIPTION | UMCode
------------ | ------------------------------------------------------------ | ------
403-08.30 | INLET, CONCRETE, SINGLE (STD. PLAN 4-30) | EA
403-08.31-1 | INLET, CONCRETE, DOUBLE, END TO END (STD. PLAN 4-31-1) | EA
403-08.31-2 | INLET, CONCRETE, DOUBLE (STD. PLAN 4-31-2) | EA
403-08.32-1 | INLET, CONCRETE, CURB (STD. PLAN 4-32-1) | EA
403-08.32-2 | INLET, CONCRETE, COMBINATION CURB (STD. PLAN 4-32-2) | EA
403-08.32-3 | INLET, CONCRETE, SINGLE CURB/GUTTER (STD. PLAN 4-32-3) | EA
403-08.32-4 | INLET, CONCRETE, DOUBLE CURB/GUTTER (STD. PLAN 4-32-4) | EA
403-08.33-1 | INLET, CONCRETE, FIELD (STD. PLAN 4-33-1) | EA
403-08.33-2 | INLET, PRECAST CONCRETE, FIELD, 48" ID (STD. PLAN 4-33-2) | EA
404-04 | ABANDON AND FILL INLETS AND CATCH BASINS | EA
404-05.D | ADJUST EXISTING DOUBLE INLET/CB TO GRADE (STD. PLAN 4-30-1) | EA
404-05.S | ADJUST EXISTING SINGLE INLET/CB TO GRADE (STD. PLAN 4-30-1) | EA
404-07 | CONNECTION TO EXISTING INLETS OR CATCH BASINS | EA
404-10.BP | INLET AND CATCH BASIN GRATING, ADD BICYCLE PROTECTION | EA
404-10.G-R&R | INLET AND CATCH BASIN GRATING, REMOVE AND REPLACE | EA
------------- | ------------------------------------------------------------- | --------------
BES -> 403-09
ItemCode | DESCRIPTION | UMCode
------------ | ------------------------------------------------------------ | ------
403-09.S | SUMP, PRECAST CONCRETE, 30 FEET DEEP | EA
403-09.S-O | SUMP, PRECAST CONCRETE, DEPTH OVER 30 FEET (ADDITION) | LF
403-09.S-U | SUMP, PRECAST CONCRETE, DEPTH UNDER 30 FEET (DEDUCTION) | LF
403-10 | SEDIMENTATION MANHOLE, PRECAST CONCRETE, 10' DEEP | EA
404-03.C E S | CONNECTION TO EXIST SUMP | EA
404-04.A&F S | ABANDON AND FILL SUMP | EA
404-05.A E S | ADJUST EXISTING SUMP TO GRADE | EA
SS-S T RENT | SUMP TESTER RENTAL (DEDUCTION) | CD
SS-SUMP TEST | SUMP CAPACITY TEST | EA
------------- | ------------------------------------------------------------- | --------------
BES -> 404
ItemCode | DESCRIPTION | UMCode
------------ | ------------------------------------------------------------ | ------
404-09 | DIVERSION OF FLOW | LS
SS-A & F E S | ABANDON AND FILL EXISTING SEWER | CY
SS-CON BRICK | CONNECTION TO BRICK SEWER | EA
SS-FLSL | FIELD LOCATE SERVICE LATERAL | EA
SS-FLSL-EL | FIELD LOCATE SERVICE LATERAL, ELECTRONIC LOCATE | EA
SS-TV-BR | CLEAN AND VIDEO INSPECTION OF SERVICE LATERAL | EA
SS-TV-ML | CLEAN AND VIDEO INSPECTION OF SEWER MAIN | LF
------------- | ------------------------------------------------------------- | --------------
BES -> 404.08
ItemCode | DESCRIPTION | UMCode
------------ | ------------------------------------------------------------ | ------
404-08.014 | PERMANENT PLUG, 14" | EA
404-08.015 | PERMANENT PLUG, 15" | EA
404-08.016 | PERMANENT PLUG, 16" | EA
404-08.018 | PERMANENT PLUG, 18" | EA
404-08.020 | PERMANENT PLUG, 20" | EA
404-08.021 | PERMANENT PLUG, 21" | EA
404-08.022 | PERMANENT PLUG, 22" | EA
404-08.024 | PERMANENT PLUG, 24" | EA
404-08.026 | PERMANENT PLUG, 26" | EA
404-08.027 | PERMANENT PLUG, 27" | EA
404-08.028 | PERMANENT PLUG, 28" | EA
404-08.030 | PERMANENT PLUG, 30" | EA
404-08.032 | PERMANENT PLUG, 32" | EA
404-08.034 | PERMANENT PLUG, 34" | EA
404-08.036 | PERMANENT PLUG, 36" | EA
404-08.042 | PERMANENT PLUG, 42" | EA
404-08.048 | PERMANENT PLUG, 48" | EA
404-08.054 | PERMANENT PLUG, 54" | EA
404-08.060 | PERMANENT PLUG, 60" | EA
404-08.072 | PERMANENT PLUG, 72" | EA
404-08.084 | PERMANENT PLUG, 84" | EA
404-08.096 | PERMANENT PLUG, 96" | EA
------------- | ------------------------------------------------------------- | --------------
BES -> 405-01
ItemCode | DESCRIPTION | UMCode
------------ | ------------------------------------------------------------ | ------
309-01B | GEOTEXTILE FABRIC FOR SUBGRADE STABILIZATION | SY
309-01C | GEOTEXTILE FABRIC FOR AC PAVEMENT OVERLAY | SY
405-01.1 | PAVEMENT, ASPHALT CONCRETE, TEMPORARY, 1" THICK | SY
405-01.2 | PAVEMENT, ASPHALT CONCRETE, TEMPORARY, 2" THICK | SY
405-02.ROCK | ROCK RESURFACING | CY
405-03.ATB | PAVEMENT BASE, ASPHALT TREATED | CY
405-03.CTB | PAVEMENT BASE, CEMENT TREATED | CY
405-03.ROCK | PAVEMENT BASE, CRUSHED ROCK | CY
405-04.A+ | PAVEMENT REPLACEMENT, AC, ADDITIONAL 1" THICK | SY
405-04.A-1.5 | PAVEMENT REPLACEMENT, ASPHALT CONCRETE, 1.5" THICK | SY
405-04.A-2 | PAVEMENT REPLACEMENT, ASPHALT CONCRETE, 2" THICK | SY
405-04.A-3 | PAVEMENT REPLACEMENT, ASPHALT CONCRETE, 3" THICK | SY
405-04.A-4 | PAVEMENT REPLACEMENT, ASPHALT CONCRETE, 4" THICK | SY
405-04.A-5 | PAVEMENT REPLACEMENT, ASPHALT CONCRETE, 5" THICK | SY
405-04.A-6 | PAVEMENT REPLACEMENT, ASPHALT CONCRETE, 6" THICK | SY
405-04.A-8 | PAVEMENT REPLACEMENT, ASPHALT CONCRETE, 8" THICK | SY
405-04.A-9 | PAVEMENT REPLACEMENT, ASPHALT CONCRETE, 9" THICK | SY
405-04.C-4 | PAVEMENT REPLACEMENT, PORTLAND CEMENT CONCRETE, 4" THICK | SY
405-04.C-5 | PAVEMENT REPLACEMENT, PORTLAND CEMENT CONCRETE, 5" THICK | SY
405-04.C-6 | PAVEMENT REPLACEMENT, PORTLAND CEMENT CONCRETE, 6" THICK | SY
405-04.C-7 | PAVEMENT REPLACEMENT, PORTLAND CEMENT CONCRETE, 7" THICK | SY
405-04.C-9 | PAVEMENT REPLACEMENT, PORTLAND CEMENT CONCRETE, 9" THICK | SY
SS-GRIND & M | PAVEMENT, GRINDING AND MILLING | SY
SS-OL AC 1 | PAVEMENT OVERLAY, ASPHALT CONCRETE, 1" THICK | SY
SS-OL AC 1.5 | PAVEMENT OVERLAY, ASPHALT CONCRETE, 1.5" THICK | SY
SS-OL AC 2 | PAVEMENT OVERLAY, ASPHALT CONCRETE, 2" THICK | SY
SS-OL AC LC | PAVEMENT OVERLAY, ASPHALT CONCRETE, LEVELING COURSE | TON
SS-T S LOOPS | TRAFFIC SIGNAL LOOP REPLACEMENT | LS
------------- | ------------------------------------------------------------- | --------------
BES -> 405-05
ItemCode | DESCRIPTION | UMCode
------------ | ------------------------------------------------------------ | ------
308-01F.CVG | VALLEY GUTTER REPLACEMENT, CONCRETE | SY
405-05.C | SIDEWALK REPLACEMENT, CONCRETE | SY
405-06.A | DRIVEWAY REPLACEMENT, ASPHALT CONCRETE | SY
405-06.C | DRIVEWAY REPLACEMENT, CONCRETE | SY
405-07.C | CURB REPLACEMENT, CONCRETE | LF
405-07.CG-24 | CURB AND GUTTER REPLACEMENT, 24" COMBINATION, CONCRETE | LF
405-07.CG-30 | CURB AND GUTTER REPLACEMENT, 30" COMBINATION, CONCRETE | LF
405-07.CM | CURB REPLACEMENT, MOUNTABLE CURB, CONCRETE | LF
SS-CURB EX A | CURB REPLACEMENT, EXTRUDED, ASPHALT CONCRETE | LF
SS-CURB EX C | CURB REPLACEMENT, EXTRUDED, CONCRETE | LF
------------- | ------------------------------------------------------------- | --------------
BES -> 600
ItemCode | DESCRIPTION | UMCode
------------ | ------------------------------------------------------------ | ------
608-02.LF | FENCE, CHAIN LINK | LF
608-02.LS | FENCE, CHAIN LINK | LS
------------- | ------------------------------------------------------------- | --------------
BES -> SPECIA | L
ItemCode | DESCRIPTION | UMCode
------------ | ------------------------------------------------------------ | ------
291.1 | Health And Safety Plan (HASP) | LS
------------- | ------------------------------------------------------------- | --------------
BES -> SPECIA | L -> 600-PS
ItemCode | DESCRIPTION | UMCode
------------ | ------------------------------------------------------------ | ------
PS | PUMP STATION COMPLETE | LS
PS E SERVICE | NEW ELECTRICAL POWER SERVICE | LS
PS PERIOUSE | PERVIOUSE CONCRETE ALLOWANCE | LS
PS W SERVICE | NEW WATER SERVICE | LS
PS-104-SUB E | ELECTRICAL SUBMITTALS | LS
PS-104-SUB M | MECHANICAL SUBMITTALS | LS
PS-104-SUB O | OTHER SUBMITTALS | LS
PS-104-SUB S | STRUCTURAL SUBMITTALS | LS
PS-104-SUBM | SUBMITTALS | LS
PS-201-01 D | DEMOBILIZATION | LS
PS-201-01 M | MOBILIZATION | LS
PS-202-01 | TRAFFIC CONTROL, TEMPORARY | LS
PS-203-02 | CLEARING AND GRUBBING | LS
PS-204-11S | DEWATERING | LS
PS-204-SI FG | SITE IMPROVEMENTS, FINE GRADING | LS
PS-204-SI GR | SITE IMPROVEMENTS, SITE GRADING | LS
PS-204-SI R | SITE IMPROVEMENTS, ROCK | LS
PS-207-02 | LANDSCAPING | LS
PS-208-01 | RESTORATION AND CLEANUP | LS
PS-303-ROCK | BASE ROCK | LS
PS-306-D AC | DRIVEWAY, ASPHALT CONCRETE | LS
PS-308-C C | CURB, CONCRETE | LS
PS-308-D C | DRIVEWAY, CONCRETE | LS
PS-308-FL W | CONCRETE FLATWORK | LS
PS-308-FL WS | CONCRETE FLATWORK SEALER | LS
PS-308-S C | SIDEWALK, CONCRETE | LS
PS-308-V C | VALLEY GUTTER, CONCRETE | LS
PS-402-FM | FORCE MAIN | LS
PS-402-PIPE | PIPING | LS
PS-402-SEWER | SEWER | LS
PS-508-01C | CATHODIC PROTECTION SYSTEM | LS
PS-602-B | BUILDING | LS
PS-602-B R | BUILDING ROOF | LS
PS-602-B S | BUILDING SLAB | LS
PS-602-C R | CONTROL ROOM | LS
PS-602-C R F | CONTROL ROOM FLOOR | LS
PS-602-CA FL | CAISSON FLOOR SLAB | LS
PS-602-CA TS | CASISSON TOP SLAB | LS
PS-602-CAISS | CAISSON | LS
PS-602-G B | GENERATOR BUILDING | LS
PS-602-G R F | GENERATOR ROOM FLOOR | LS
PS-602-P R F | PUMP ROOM FLOOR | LS
PS-602-TREMI | TREMIE SEAL | LS
PS-602-W F C | WETWELL SLOPE FILL CONCRETE | LS
PS-602-WFS | WETWELL FLOOR SLAB | LS
PS-606-B R F | BUILDING ROOF FRAMING | LS
PS-608-02 | FENCE, CHAIN LINK | LS
PS-609-C W | COATINGS, WETWELL | LS
PS-609-PNT | PAINTING | LS
PS-609-PNT B | PAINTING - BUILDING | LS
PS-609-PNT C | PAINTING - CAISSON | LS
PS-609-PNT M | PAINTING - MISCELLANIES | LS
PS-609-PNT P | PAINTING - PIPING | LS
PS-609-PNT W | PAINTING - WETWELL | LS
PS-SS-BOLLAR | BOLLARDS | LS
PS-SS-C O | PROJECT CLOSEOUT | LS
PS-SS-C O A | PROJECT CLOSEOUT, AS-BUILT DRAWINGS | LS
PS-SS-C O&M | PROJECT CLOSEOUT, O AND M'S | LS
PS-SS-CAD | CAPTIVE AIR DEVICES (CAD) | LS
PS-SS-E A OM | ELECTRICAL, AS-BUILT DRAWINGS AND O AND M'S | LS
PS-SS-E AS | ELECTRICAL, AS-BUILT DRAWINGS | LS
PS-SS-E C | ELECTRICAL, CONDUITS | LS
PS-SS-E C E | ELECTRICAL, CONTROL EQUIPMENT | LS
PS-SS-E E&B | ELECTRICAL, EXCAVATION AND BACKFILL | LS
PS-SS-E ENCL | ELECTRICAL, ENCLOSURE | LS
PS-SS-E GEN | ELECTRICAL, GENERATOR | LS
PS-SS-E GRND | ELECTRICAL, GROUNDING | LS
PS-SS-E HYDR | ELECTRICAL, HYDRA | LS
PS-SS-E INST | ELECTRICAL, INSTRUMENTATION | LS
PS-SS-E L | ELECTRICAL, LIGHTING | LS
PS-SS-E LC | ELECTRICAL, LEVEL CONTROLS | LS
PS-SS-E MCC | ELECTRICAL, MOTOR CONTROL CENTER (MCC) | LS
PS-SS-E O&M | ELECTRICAL, O AND M'S | LS
PS-SS-E R I | ELECTRICAL, ROUGH IN | LS
PS-SS-E S E | ELECTRICAL, SERVICE EQUIPMENT | LS
PS-SS-E S&T | ELECTRICAL, STARTUP AND TESTING | LS
PS-SS-E STAR | ELECTRICAL, STARTUP | LS
PS-SS-E TERM | ELECTRICAL, TERMINATIONS | LS
PS-SS-E TEST | ELECTRICAL, TESTING | LS
PS-SS-E TRIM | ELECTRICAL, TRIM | LS
PS-SS-E WIRE | ELECTRICAL, WIRE | LS
PS-SS-EQUIP | EQUIPMENT | LS
PS-SS-HVAC | HVAC | LS
PS-SS-HVAC B | HVAC, BUILDING | LS
PS-SS-HVAC E | HVAC ENCLOSURE | LS
PS-SS-HVAC W | HVAC, WETWELL | LS
PS-SS-M FM | MECHANICAL, FORCE MAIN PIPING | LS
PS-SS-M GATE | MECHANICAL, SLUICE GATE | LS
PS-SS-M PLUM | MECHANICAL, PLUMBING | LS
PS-SS-M SEW | MECHANICAL, SEWER CONNECTION | LS
PS-SS-M VV | MECHANICAL, VALVE VAULT VALVES AND PIPING | LS
PS-SS-M WW | MECHANICAL, WETWELL PIPING | LS
PS-SS-OFFICE | FIELD OFFICE, OWNER'S REPRESENTATIVE | LS
PS-SS-P SUMP | SUMP PUMPS | LS
PS-SS-P SW | SEWAGE PUMPS | LS
PS-SS-P SW S | SEWAGE SUBMERSIBLE PUMPS | LS
PS-SS-RPBD | REDUCED PRESSURE BACKFLOW DEVICE (RPBD) | LS
PS-SS-RPBD E | RPBD ENCLOSURE | LS
PS-SS-SIGN | SIGNS, PROJECT | LS
PS-SS-START | STARTUP | LS
PS-SS-STRT C | STARTUP AND CLOSEOUT | LS
PS-SS-STRT T | STARTUP AND TESTING | LS
PS-SS-TEST | PUMP STATION TESTING | LS
------------- | ------------------------------------------------------------- | --------------
BES -> SPECIA | L -> 600-SLRT
ItemCode | DESCRIPTION | UMCode
------------ | ------------------------------------------------------------ | ------
SLRT E SERV | NEW ELECTRICAL POWER SERVICE | LS
SLTR MONITOR | SEWER MONITOR INSTALLATION | EA
------------- | ------------------------------------------------------------- | --------------
BES -> SPECIA | L -> 600-TPW
ItemCode | DESCRIPTION | UMCode
------------ | ------------------------------------------------------------ | ------
------------- | ------------------------------------------------------------- | --------------
BES -> Z-PRE- | IT
ItemCode | DESCRIPTION | UMCode
------------ | ------------------------------------------------------------ | ------
------------- | ------------------------------------------------------------- | --------------
BES -> Z-PRE- | IT -> 402-07
ItemCode | DESCRIPTION | UMCode
------------ | ------------------------------------------------------------ | ------
4 | FIELD FABRICATED 4" CONNECTION, | EA
6 | FIELD FABRICATED 6" CONNECTION, | EA
8 | FIELD FABRICATED 8" CONNECTION, | EA
10 | FIELD FABRICATED 10" CONNECTION, | EA
12 | FIELD FABRICATED 12" CONNECTION, | EA
14 | FIELD FABRICATED 14" CONNECTION, | EA
15 | FIELD FABRICATED 15" CONNECTION, | EA
16 | FIELD FABRICATED 16" CONNECTION, | EA
18 | FIELD FABRICATED 18" CONNECTION, | EA
20 | FIELD FABRICATED 20" CONNECTION, | EA
21 | FIELD FABRICATED 21" CONNECTION, | EA
22 | FIELD FABRICATED 22" CONNECTION, | EA
24 | FIELD FABRICATED 24" CONNECTION, | EA
26 | FIELD FABRICATED 26" CONNECTION, | EA
27 | FIELD FABRICATED 27" CONNECTION, | EA
28 | FIELD FABRICATED 28" CONNECTION, | EA
30 | FIELD FABRICATED 30" CONNECTION, | EA
32 | FIELD FABRICATED 32" CONNECTION, | EA
34 | FIELD FABRICATED 34" CONNECTION, | EA
36 | FIELD FABRICATED 36" CONNECTION, | EA
42 | FIELD FABRICATED 42" CONNECTION, | EA
48 | FIELD FABRICATED 48" CONNECTION, | EA
------------- | ------------------------------------------------------------- | --------------
BES -> Z-PRE- | IT -> T-00
ItemCode | DESCRIPTION | UMCode
------------ | ------------------------------------------------------------ | ------
404 | , TEES AND WYES, 4" X 4" | EA
604 | , TEES AND WYES, 6" X 4" | EA
606 | , TEES AND WYES, 6" X 6" | EA
804 | , TEES AND WYES, 8" X 4" | EA
806 | , TEES AND WYES, 8" X 6" | EA
1004 | , TEES AND WYES, 10" X 4" | EA
1006 | , TEES AND WYES, 10" X 6" | EA
1204 | , TEES AND WYES, 12" X 4" | EA
1206 | , TEES AND WYES, 12" X 6" | EA
1210 | , TEES AND WYES, 12" X 10" | EA
1212 | , TEES AND WYES, 12" X 12" | EA
1404 | , TEES AND WYES, 14" X 4" | EA
1406 | , TEES AND WYES, 14" X 6" | EA
1410 | , TEES AND WYES, 14" X 10" | EA
1412 | , TEES AND WYES, 14" X 12" | EA
1504 | , TEES AND WYES, 15" X 4" | EA
1506 | , TEES AND WYES, 15" X 6" | EA
1510 | , TEES AND WYES, 15" X 10" | EA
1512 | , TEES AND WYES, 15" X 12" | EA
1604 | , TEES AND WYES, 16" X 4" | EA
1606 | , TEES AND WYES, 16" X 6" | EA
1610 | , TEES AND WYES, 16" X 10" | EA
1612 | , TEES AND WYES, 16" X 12" | EA
1804 | , TEES AND WYES, 18" X 4" | EA
1806 | , TEES AND WYES, 18" X 6" | EA
1810 | , TEES AND WYES, 18" X 10" | EA
1812 | , TEES AND WYES, 18" X 12" | EA
2004 | , TEES AND WYES, 20" X 4" | EA
2006 | , TEES AND WYES, 20" X 6" | EA
2010 | , TEES AND WYES, 20" X 10" | EA
2012 | , TEES AND WYES, 20" X 12" | EA
2104 | , TEES AND WYES, 21" X 4" | EA
2106 | , TEES AND WYES, 21" X 6" | EA
2110 | , TEES AND WYES, 21" X 10" | EA
2112 | , TEES AND WYES, 21" X 12" | EA
2204 | , TEES AND WYES, 22" X 4" | EA
2206 | , TEES AND WYES, 22" X 6" | EA
2210 | , TEES AND WYES, 22" X 10" | EA
2212 | , TEES AND WYES, 22" X 12" | EA
2404 | , TEES AND WYES, 24" X 4" | EA
2406 | , TEES AND WYES, 24" X 6" | EA
2410 | , TEES AND WYES, 24" X 10" | EA
2412 | , TEES AND WYES, 24" X 12" | EA
2604 | , TEES AND WYES, 26" X 4" | EA
2606 | , TEES AND WYES, 26" X 6" | EA
2610 | , TEES AND WYES, 26" X 10" | EA
2612 | , TEES AND WYES, 26" X 12" | EA
2704 | , TEES AND WYES, 27" X 4" | EA
2706 | , TEES AND WYES, 27" X 6" | EA
2710 | , TEES AND WYES, 27" X 10" | EA
2712 | , TEES AND WYES, 27" X 12" | EA
2804 | , TEES AND WYES, 28" X 4" | EA
2806 | , TEES AND WYES, 28" X 6" | EA
2810 | , TEES AND WYES, 28" X 10" | EA
2812 | , TEES AND WYES, 28" X 12" | EA
3004 | , TEES AND WYES, 30" X 4" | EA
3006 | , TEES AND WYES, 30" X 6" | EA
3010 | , TEES AND WYES, 30" X 10" | EA
3012 | , TEES AND WYES, 30" X 12" | EA
3204 | , TEES AND WYES, 32" X 4" | EA
3206 | , TEES AND WYES, 32" X 6" | EA
3210 | , TEES AND WYES, 32" X 10" | EA
3212 | , TEES AND WYES, 32" X 12" | EA
3404 | , TEES AND WYES, 34" X 4" | EA
3406 | , TEES AND WYES, 34" X 6" | EA
3410 | , TEES AND WYES, 34" X 10" | EA
3412 | , TEES AND WYES, 34" X 12" | EA
3604 | , TEES AND WYES, 36" X 4" | EA
3606 | , TEES AND WYES, 36" X 6" | EA
3610 | , TEES AND WYES, 36" X 10" | EA
3612 | , TEES AND WYES, 36" X 12" | EA
4204 | , TEES AND WYES, 42" X 4" | EA
4206 | , TEES AND WYES, 42" X 6" | EA
4210 | , TEES AND WYES, 42" X 10" | EA
4212 | , TEES AND WYES, 42" X 12" | EA
4804 | , TEES AND WYES, 48" X 4" | EA
4806 | , TEES AND WYES, 48" X 6" | EA
4810 | , TEES AND WYES, 48" X 10" | EA
4812 | , TEES AND WYES, 48" X 12" | EA
5404 | , TEES AND WYES, 54" X 4" | EA
5406 | , TEES AND WYES, 54" X 6" | EA
5410 | , TEES AND WYES, 54" X 10" | EA
5412 | , TEES AND WYES, 54" X 12" | EA
6004 | , TEES AND WYES, 60" X 4" | EA
6006 | , TEES AND WYES, 60" X 6" | EA
6010 | , TEES AND WYES, 60" X 10" | EA
6012 | , TEES AND WYES, 60" X 12" | EA
7204 | , TEES AND WYES, 72" X 4" | EA
7206 | , TEES AND WYES, 72" X 6" | EA
7210 | , TEES AND WYES, 72" X 10" | EA
7212 | , TEES AND WYES, 72" X 12" | EA
8404 | , TEES AND WYES, 84" X 4" | EA
8406 | , TEES AND WYES, 84" X 6" | EA
8410 | , TEES AND WYES, 84" X 10" | EA
8412 | , TEES AND WYES, 84" X 12" | EA
9604 | , TEES AND WYES, 96" X 4" | EA
9606 | , TEES AND WYES, 96" X 6" | EA
9610 | , TEES AND WYES, 96" X 10" | EA
9612 | , TEES AND WYES, 96" X 12" | EA
------------- | ------------------------------------------------------------- | --------------
BES -> Z-PRE- | IT -> T-04
ItemCode | DESCRIPTION | UMCode
------------ | ------------------------------------------------------------ | ------
404 | , TEES AND WYES, 4" X 4" | EA
604 | , TEES AND WYES, 6" X 4" | EA
606 | , TEES AND WYES, 6" X 6" | EA
804 | , TEES AND WYES, 8" X 4" | EA
806 | , TEES AND WYES, 8" X 6" | EA
808 | , TEES AND WYES, 8" X 8" | EA
1004 | , TEES AND WYES, 10" X 4" | EA
1006 | , TEES AND WYES, 10" X 6" | EA
1008 | , TEES AND WYES, 10" X 8" | EA
1010 | , TEES AND WYES, 10" X 10" | EA
1204 | , TEES AND WYES, 12" X 4" | EA
1206 | , TEES AND WYES, 12" X 6" | EA
1208 | , TEES AND WYES, 12" X 8" | EA
1210 | , TEES AND WYES, 12" X 10" | EA
1212 | , TEES AND WYES, 12" X 12" | EA
1404 | , TEES AND WYES, 14" X 4" | EA
1406 | , TEES AND WYES, 14" X 6" | EA
1408 | , TEES AND WYES, 14" X 8" | EA
1410 | , TEES AND WYES, 14" X 10" | EA
1412 | , TEES AND WYES, 14" X 12" | EA
1414 | , TEES AND WYES, 14" X 14" | EA
1504 | , TEES AND WYES, 15" X 4" | EA
1506 | , TEES AND WYES, 15" X 6" | EA
1508 | , TEES AND WYES, 15" X 8" | EA
1510 | , TEES AND WYES, 15" X 10" | EA
1512 | , TEES AND WYES, 15" X 12" | EA
1515 | , TEES AND WYES, 15" X 15" | EA
------------- | ------------------------------------------------------------- | --------------
BES -> Z-PRE- | IT -> T-16
ItemCode | DESCRIPTION | UMCode
------------ | ------------------------------------------------------------ | ------
1604 | , TEES AND WYES, 16" X 4" | EA
1606 | , TEES AND WYES, 16" X 6" | EA
1608 | , TEES AND WYES, 16" X 8" | EA
1610 | , TEES AND WYES, 16" X 10" | EA
1612 | , TEES AND WYES, 16" X 12" | EA
1614 | , TEES AND WYES, 16" X 14" | EA
1616 | , TEES AND WYES, 16" X 16" | EA
1804 | , TEES AND WYES, 18" X 4" | EA
1806 | , TEES AND WYES, 18" X 6" | EA
1808 | , TEES AND WYES, 18" X 8" | EA
1810 | , TEES AND WYES, 18" X 10" | EA
1812 | , TEES AND WYES, 18" X 12" | EA
1815 | , TEES AND WYES, 18" X 15" | EA
1818 | , TEES AND WYES, 18" X 18" | EA
2004 | , TEES AND WYES, 20" X 4" | EA
2006 | , TEES AND WYES, 20" X 6" | EA
2008 | , TEES AND WYES, 20" X 8" | EA
2010 | , TEES AND WYES, 20" X 10" | EA
2012 | , TEES AND WYES, 20" X 12" | EA
2014 | , TEES AND WYES, 20" X 14" | EA
2015 | , TEES AND WYES, 20" X 15" | EA
2016 | , TEES AND WYES, 20" X 16" | EA
2018 | , TEES AND WYES, 20" X 18" | EA
2020 | , TEES AND WYES, 20" X 20" | EA
------------- | ------------------------------------------------------------- | --------------
BES -> Z-PRE- | IT -> T-21
ItemCode | DESCRIPTION | UMCode
------------ | ------------------------------------------------------------ | ------
2104 | , TEES AND WYES, 21" X 4" | EA
2106 | , TEES AND WYES, 21" X 6" | EA
2108 | , TEES AND WYES, 21" X 8" | EA
2110 | , TEES AND WYES, 21" X 10" | EA
2112 | , TEES AND WYES, 21" X 12" | EA
2114 | , TEES AND WYES, 21" X 14" | EA
2115 | , TEES AND WYES, 21" X 15" | EA
2116 | , TEES AND WYES, 21" X 16" | EA
2118 | , TEES AND WYES, 21" X 18" | EA
2120 | , TEES AND WYES, 21" X 20" | EA
2121 | , TEES AND WYES, 21" X 21" | EA
2204 | , TEES AND WYES, 22" X 4" | EA
2206 | , TEES AND WYES, 22" X 6" | EA
2208 | , TEES AND WYES, 22" X 8" | EA
2210 | , TEES AND WYES, 22" X 10" | EA
2212 | , TEES AND WYES, 22" X 12" | EA
2214 | , TEES AND WYES, 22" X 14" | EA
2215 | , TEES AND WYES, 22" X 15" | EA
2216 | , TEES AND WYES, 22" X 16" | EA
2218 | , TEES AND WYES, 22" X 18" | EA
2220 | , TEES AND WYES, 22" X 20" | EA
2222 | , TEES AND WYES, 22" X 22" | EA
------------- | ------------------------------------------------------------- | --------------
BES -> Z-PRE- | IT -> T-24
ItemCode | DESCRIPTION | UMCode
------------ | ------------------------------------------------------------ | ------
2404 | , TEES AND WYES, 24" X 4" | EA
2406 | , TEES AND WYES, 24" X 6" | EA
2408 | , TEES AND WYES, 24" X 8" | EA
2410 | , TEES AND WYES, 24" X 10" | EA
2412 | , TEES AND WYES, 24" X 12" | EA
2414 | , TEES AND WYES, 24" X 14" | EA
2415 | , TEES AND WYES, 24" X 15" | EA
2416 | , TEES AND WYES, 24" X 16" | EA
2418 | , TEES AND WYES, 24" X 18" | EA
2420 | , TEES AND WYES, 24" X 20" | EA
2421 | , TEES AND WYES, 24" X 21" | EA
2424 | , TEES AND WYES, 24" X 24" | EA
2604 | , TEES AND WYES, 26" X 4" | EA
2606 | , TEES AND WYES, 26" X 6" | EA
2608 | , TEES AND WYES, 26" X 8" | EA
2610 | , TEES AND WYES, 26" X 10" | EA
2612 | , TEES AND WYES, 26" X 12" | EA
2614 | , TEES AND WYES, 26" X 14" | EA
2615 | , TEES AND WYES, 26" X 15" | EA
2616 | , TEES AND WYES, 26" X 16" | EA
2618 | , TEES AND WYES, 26" X 18" | EA
2620 | , TEES AND WYES, 26" X 20" | EA
2621 | , TEES AND WYES, 26" X 21" | EA
2624 | , TEES AND WYES, 26" X 24" | EA
2626 | , TEES AND WYES, 26" X 26" | EA
------------- | ------------------------------------------------------------- | --------------
BES -> Z-PRE- | IT -> T-27
ItemCode | DESCRIPTION | UMCode
------------ | ------------------------------------------------------------ | ------
2704 | , TEES AND WYES, 27" X 4" | EA
2706 | , TEES AND WYES, 27" X 6" | EA
2708 | , TEES AND WYES, 27" X 8" | EA
2710 | , TEES AND WYES, 27" X 10" | EA
2712 | , TEES AND WYES, 27" X 12" | EA
2714 | , TEES AND WYES, 27" X 14" | EA
2715 | , TEES AND WYES, 27" X 15" | EA
2716 | , TEES AND WYES, 27" X 16" | EA
2718 | , TEES AND WYES, 27" X 18" | EA
2720 | , TEES AND WYES, 27" X 20" | EA
2721 | , TEES AND WYES, 27" X 21" | EA
2724 | , TEES AND WYES, 27" X 24" | EA
2727 | , TEES AND WYES, 27" X 27" | EA
2804 | , TEES AND WYES, 28" X 4" | EA
2806 | , TEES AND WYES, 28" X 6" | EA
2808 | , TEES AND WYES, 28" X 8" | EA
2810 | , TEES AND WYES, 28" X 10" | EA
2812 | , TEES AND WYES, 28" X 12" | EA
2814 | , TEES AND WYES, 28" X 14" | EA
2815 | , TEES AND WYES, 28" X 15" | EA
2816 | , TEES AND WYES, 28" X 16" | EA
2818 | , TEES AND WYES, 28" X 18" | EA
2820 | , TEES AND WYES, 28" X 20" | EA
2821 | , TEES AND WYES, 28" X 21" | EA
2824 | , TEES AND WYES, 28" X 24" | EA
2826 | , TEES AND WYES, 28" X 26" | EA
2828 | , TEES AND WYES, 28" X 28" | EA
------------- | ------------------------------------------------------------- | --------------
BES -> Z-PRE- | IT -> T-30
ItemCode | DESCRIPTION | UMCode
------------ | ------------------------------------------------------------ | ------
3004 | , TEES AND WYES, 30" X 4" | EA
3006 | , TEES AND WYES, 30" X 6" | EA
3008 | , TEES AND WYES, 30" X 8" | EA
3010 | , TEES AND WYES, 30" X 10" | EA
3012 | , TEES AND WYES, 30" X 12" | EA
3014 | , TEES AND WYES, 30" X 14" | EA
3015 | , TEES AND WYES, 30" X 15" | EA
3016 | , TEES AND WYES, 30" X 16" | EA
3018 | , TEES AND WYES, 30" X 18" | EA
3020 | , TEES AND WYES, 30" X 20" | EA
3021 | , TEES AND WYES, 30" X 21" | EA
3024 | , TEES AND WYES, 30" X 24" | EA
3026 | , TEES AND WYES, 30" X 26" | EA
3027 | , TEES AND WYES, 30" X 27" | EA
3028 | , TEES AND WYES, 30" X 28" | EA
3030 | , TEES AND WYES, 30" X 30" | EA
3204 | , TEES AND WYES, 32" X 4" | EA
3206 | , TEES AND WYES, 32" X 6" | EA
3208 | , TEES AND WYES, 32" X 8" | EA
3210 | , TEES AND WYES, 32" X 10" | EA
3212 | , TEES AND WYES, 32" X 12" | EA
3214 | , TEES AND WYES, 32" X 14" | EA
3215 | , TEES AND WYES, 32" X 15" | EA
3216 | , TEES AND WYES, 32" X 16" | EA
3218 | , TEES AND WYES, 32" X 18" | EA
3220 | , TEES AND WYES, 32" X 20" | EA
3221 | , TEES AND WYES, 32" X 21" | EA
3224 | , TEES AND WYES, 32" X 24" | EA
3226 | , TEES AND WYES, 32" X 26" | EA
3227 | , TEES AND WYES, 32" X 27" | EA
3228 | , TEES AND WYES, 32" X 28" | EA
3230 | , TEES AND WYES, 32" X 30" | EA
3232 | , TEES AND WYES, 32" X 32" | EA
------------- | ------------------------------------------------------------- | --------------
BES -> Z-PRE- | IT -> T-34
ItemCode | DESCRIPTION | UMCode
------------ | ------------------------------------------------------------ | ------
3404 | , TEES AND WYES, 34" X 4" | EA
3406 | , TEES AND WYES, 34" X 6" | EA
3408 | , TEES AND WYES, 34" X 8" | EA
3410 | , TEES AND WYES, 34" X 10" | EA
3412 | , TEES AND WYES, 34" X 12" | EA
3414 | , TEES AND WYES, 34" X 14" | EA
3415 | , TEES AND WYES, 34" X 15" | EA
3416 | , TEES AND WYES, 34" X 16" | EA
3418 | , TEES AND WYES, 34" X 18" | EA
3420 | , TEES AND WYES, 34" X 20" | EA
3421 | , TEES AND WYES, 34" X 21" | EA
3424 | , TEES AND WYES, 34" X 24" | EA
3426 | , TEES AND WYES, 34" X 26" | EA
3427 | , TEES AND WYES, 34" X 27" | EA
3428 | , TEES AND WYES, 34" X 28" | EA
3430 | , TEES AND WYES, 34" X 30" | EA
3432 | , TEES AND WYES, 34" X 32" | EA
3434 | , TEES AND WYES, 34" X 34" | EA
3604 | , TEES AND WYES, 36" X 4" | EA
3606 | , TEES AND WYES, 36" X 6" | EA
3608 | , TEES AND WYES, 36" X 8" | EA
3610 | , TEES AND WYES, 36" X 10" | EA
3612 | , TEES AND WYES, 36" X 12" | EA
3614 | , TEES AND WYES, 36" X 14" | EA
3615 | , TEES AND WYES, 36" X 15" | EA
3616 | , TEES AND WYES, 36" X 16" | EA
3618 | , TEES AND WYES, 36" X 18" | EA
3620 | , TEES AND WYES, 36" X 20" | EA
3621 | , TEES AND WYES, 36" X 21" | EA
3624 | , TEES AND WYES, 36" X 24" | EA
3626 | , TEES AND WYES, 36" X 26" | EA
3627 | , TEES AND WYES, 36" X 27" | EA
3628 | , TEES AND WYES, 36" X 28" | EA
3630 | , TEES AND WYES, 36" X 30" | EA
3632 | , TEES AND WYES, 36" X 32" | EA
3634 | , TEES AND WYES, 36" X 34" | EA
3636 | , TEES AND WYES, 36" X 36" | EA
------------- | ------------------------------------------------------------- | --------------
BES -> Z-PRE- | IT -> T-42
ItemCode | DESCRIPTION | UMCode
------------ | ------------------------------------------------------------ | ------
4204 | , TEES AND WYES, 42" X 4" | EA
4206 | , TEES AND WYES, 42" X 6" | EA
4208 | , TEES AND WYES, 42" X 8" | EA
4210 | , TEES AND WYES, 42" X 10" | EA
4212 | , TEES AND WYES, 42" X 12" | EA
4214 | , TEES AND WYES, 42" X 14" | EA
4215 | , TEES AND WYES, 42" X 15" | EA
4216 | , TEES AND WYES, 42" X 16" | EA
4218 | , TEES AND WYES, 42" X 18" | EA
4220 | , TEES AND WYES, 42" X 20" | EA
4221 | , TEES AND WYES, 42" X 21" | EA
4224 | , TEES AND WYES, 42" X 24" | EA
4226 | , TEES AND WYES, 42" X 26" | EA
4227 | , TEES AND WYES, 42" X 27" | EA
4228 | , TEES AND WYES, 42" X 28" | EA
4230 | , TEES AND WYES, 42" X 30" | EA
4232 | , TEES AND WYES, 42" X 32" | EA
4234 | , TEES AND WYES, 42" X 34" | EA
4236 | , TEES AND WYES, 42" X 36" | EA
4242 | , TEES AND WYES, 42" X 42" | EA
4804 | , TEES AND WYES, 48" X 4" | EA
4806 | , TEES AND WYES, 48" X 6" | EA
4808 | , TEES AND WYES, 48" X 8" | EA
4810 | , TEES AND WYES, 48" X 10" | EA
4812 | , TEES AND WYES, 48" X 12" | EA
4814 | , TEES AND WYES, 48" X 14" | EA
4815 | , TEES AND WYES, 48" X 15" | EA
4816 | , TEES AND WYES, 48" X 16" | EA
4818 | , TEES AND WYES, 48" X 18" | EA
4820 | , TEES AND WYES, 48" X 20" | EA
4821 | , TEES AND WYES, 48" X 21" | EA
4824 | , TEES AND WYES, 48" X 24" | EA
4826 | , TEES AND WYES, 48" X 26" | EA
4827 | , TEES AND WYES, 48" X 27" | EA
4828 | , TEES AND WYES, 48" X 28" | EA
4830 | , TEES AND WYES, 48" X 30" | EA
4832 | , TEES AND WYES, 48" X 32" | EA
4834 | , TEES AND WYES, 48" X 34" | EA
4836 | , TEES AND WYES, 48" X 36" | EA
4842 | , TEES AND WYES, 48" X 42" | EA
4848 | , TEES AND WYES, 48" X 48" | EA
------------- | ------------------------------------------------------------- | --------------
BES -> Z-PRE- | IT -> T-96
ItemCode | DESCRIPTION | UMCode
------------ | ------------------------------------------------------------ | ------
4 | , TEES AND WYES, " X 4" | EA
6 | , TEES AND WYES, " X 6" | EA
8 | , TEES AND WYES, " X 8" | EA
10 | , TEES AND WYES, " X 10" | EA
12 | , TEES AND WYES, " X 12" | EA
14 | , TEES AND WYES, " X 14" | EA
15 | , TEES AND WYES, " X 15" | EA
16 | , TEES AND WYES, " X 16" | EA
18 | , TEES AND WYES, " X 18" | EA
20 | , TEES AND WYES, " X 20" | EA
21 | , TEES AND WYES, " X 21" | EA
24 | , TEES AND WYES, " X 24" | EA
26 | , TEES AND WYES, " X 26" | EA
27 | , TEES AND WYES, " X 27" | EA
28 | , TEES AND WYES, " X 28" | EA
30 | , TEES AND WYES, " X 30" | EA
32 | , TEES AND WYES, " X 32" | EA
34 | , TEES AND WYES, " X 34" | EA
36 | , TEES AND WYES, " X 36" | EA
42 | , TEES AND WYES, " X 42" | EA
48 | , TEES AND WYES, " X 48" | EA
54 | , TEES AND WYES, " X 54" | EA
60 | , TEES AND WYES, " X 60" | EA
72 | , TEES AND WYES, " X 72" | EA
84 | , TEES AND WYES, " X 84" | EA
96 | , TEES AND WYES, " X 96" | EA

## 405 Rewrite
| 0405 | Trench Excavation, _____ | 0405 |  | CY | FORMAT
g | 0405 | Trench Excavation, Common | 0405 |  | CY | 204-01
a | 0405 | Trench Excavation, Rock | 0405 |  | CY | 204-03
b | 0405 | Trench Excavation, Boulder | 0405 |  | CY
c | 0405 | Trench Excavation, Concrete | 0405 |  | CY | 204-01S.CE
d | 0405 | Excavation, Exploratory | 0405 |  | CY | 204-02
e | 0405 | Excavation, Pothole | 0405 |  | EA | 204-02.POTHL
f | 0405 | Trench Excavation and Native Backfill | 0405 | Delete? | CY | 204-01C
h | 0405 | Trench Foundation Stabilization | 0405 |  | CY | 204-05
| 0405 | Trench Backfill, Class ____ (Where Class = A, B, C, D, E, F) | 0405 |  | CY | FORMAT
i | 0405 | Trench Backfill, Class A | 0405 | Native | CY
i | 0405 | Trench Backfill, Class B | 0405 | Granular | CY | 204-07C
i | 0405 | Trench Backfill, Class C | 0405 | Sand | CY
i | 0405 | Trench Backfill, Class D | 0405 | Pit or bar run | CY
j | 0405 | Trench Backfill, Class E | 0405 | CLSM | CY | 204-07S.CLSM
i | 0405 | Trench Backfill, Class F | 0405 | Impervious | CY
k | 0405 | Engineered Shoring | 0405 |  | LS
l | 0405 | Dewatering | 0405 |  | LS | 204-11S
m | 0405 | Construction-Generated Wastewater Discharge | 0405 |  | LS
n | 0405 | Water Pipe Zone Bedding and Backfill | 0405 |  | CY